## Instructions
Approved software and hardware list - interactive tool
version 2.0, 20 May 2025
Charge Up Electric Vehicle Charger Grants
Energy Policy WA
Level 1, 66 St George’s Terrace, Perth WA 6000
Locked Bag 11, Cloisters Square WA 6850
Telephone: 6551 4600
www.energy.wa.gov.au
This interactive tool is designed to help you choose software and hardware when making an application to the Charge Up Workplace Electric Vehicle Charger grants program.
The information provided in this tool reflects the latest approved software and hardware list under the Charge Up grants program. The tool allows you to view and refine the hardware and software lists using Excel filters.
Using the tool
To use the tool, select either the 'Software' or the 'Hardware' tab and use the Excel filters on the second row to select your requirements.
If you know the type of hardware you're looking for, you can filter by options including; AC/DC, brand, wall or pedestal, how many ports and also ouput (kW) range.
Similarly, if you know the software supplier or software platform you prefer, you can filter the software list by these. The software list also shows hardware that is known to be compatible with this software.
Requirements can be selected in any order. Don't forget to reset your filters after each search query.
This tool is a guide only. It does not provide all possible combinations of approved hardware and software - combinations are only listed where they have been confirmed with vendors. Further, software platforms do not necessarily support all approved models from a specific brand. You must ensure that the EV charger(s) you select from the list can be supported by your selected software. Your software supplier will be able to assist you with this.
Some combinations of approved charger brands and software platforms may be compatible with each other, but do not feature in this list. In all cases we strongly recommend you contact the relevant software vendor to clarify that hardware/software combinations are compatible before proceeding with purchase.

## About
Approved software and hardware list - interactive tool
Charge Up Workplace Electric Vehicle Charger grants program
Energy Policy WA
Level 1, 66 St George’s Terrace, Perth WA 6000
Locked Bag 11, Cloisters Square WA 6850
Telephone: 6551 4600
www.energy.wa.gov.au
About the Software List
All approved EV charger software has been assessed and approved against the following criteria:
• Remote management of EVSE (Electrical Vehicle Supply Equipment) enabled
• Available and supported within Australia
• Compatible with OCPP 1.6
• User-friendly interface
• Mapping interface to locate EV chargers
• Accessible for any member of the public to sign up
• Available on Android and iOS operating systems
• Billing services that enable differential pricing (for example, different prices at different times of day)
• Evidence, from Plugshare or similar, of the software platform enabling charging at 3-4 different locations.
About the Hardware List
All approved AC chargers have been assessed and approved against the following criteria:
• Available within Australia, with a procurement lead time of no more than 3 months
• Compliant to relevant Australian standards
• RCM marked, in accordance with AS/NZS4417
• Able to support charging of any EV make/model available in Australia (Note, it is acceptable for the EVSE to have automotive OEM branding, provided the charger can support all vehicles)
• Type 2 socket outlet or Type 2 tethered cable
• 7kW to 22kW AC output
• OCPP 1.6 and/or OCPP 2.0 communications capability, over at least one of Ethernet, Wi-Fi or 4G
• Ingress protection rating of IP54 or higher
• Impact protection rating of IK08 or higher
All approved DC chargers have been assessed and approved against the following criteria:
• Available within Australia, with a procurement lead time of no more than 9 months
• Compliant to relevant Australian standards
• RCM marked, in accordance with AS/NZS4417
• Able to support any EV make/model Available in Australia that has a CCS2 DC port
• Minimum of 1 x CCS2 cable outlet. CHAdeMO is permitted, but not required. Multiple cable outlets are permitted but not required
• DC output of 24-350kW
• OCPP 1.6 and/or OCPP 2.0 communications capability, over at least one of Ethernet, Wi-Fi or 4G
• Ingress protection rating of IP54 or higher
• Impact protection rating of IK10 or higher
• Service level agreement (SLA) or equivalent instrument offered on all quotations. The SLA shall define, but not limited to, committed timeframes to supply replacement parts in case of breakdown, and commercial consequences for failure to supply
Disclaimer
The information contained in this list is based on information and assertions provided to the Electric Vehicle Council and Energy Policy WA by the equipment and software suppliers. The State of Western Australia is not responsible for any losses associated with the use of the information presented on this list. It is the responsibility of anyone using this list to conduct their own research and due diligence on each supplier and EV charging hardware/software prior to purchase or installation.

## Software
SOFTWARE
Software Supplier | Software Platform | Brands of EV chargers that work with the software | Description | Base pricing (ex - GST) | Variable costs (not covered under the grant)
A Better Charge Pty Ltd | Wevolt | ABB, Ador, AppCharge, Autel, Blueberry, Circontrol, Delta Electronics, EO, EVOS, Fronius, Garo, Hydra, JET Charge, Kempower, Kuga, Magellan Power, Murray, Ocular, Quench, Scame, Schneider Electric, Sinexcel, Smappee, Teltonika, Tritium, Wallbox, Zappi, ZJ Beny | Public Charging | $300 per annum per charger | No transaction or management fees.
A Better Charge Pty Ltd | Wevolt | ABB, Ador, AppCharge, Autel, Blueberry, Circontrol, Delta Electronics, EO, EVOS, Fronius, Garo, Hydra, JET Charge, Kempower, Kuga, Magellan Power, Murray, Ocular, Quench, Scame, Schneider Electric, Sinexcel, Smappee, Teltonika, Tritium, Wallbox, Zappi, ZJ Beny | Private Charging | $180 per annum per charger | No transaction or management fees.
A Better Charge Pty Ltd | Wevolt | ABB, Ador, AppCharge, Autel, Blueberry, Circontrol, Delta Electronics, EO, EVOS, Fronius, Garo, Hydra, JET Charge, Kempower, Kuga, Magellan Power, Murray, Ocular, Quench, Scame, Schneider Electric, Sinexcel, Smappee, Teltonika, Tritium, Wallbox, Zappi, ZJ Beny | Public charging with SIM | $420 per annum per charger | No transaction or management fees.
A Better Charge Pty Ltd | Wevolt | ABB, Ador, AppCharge, Autel, Blueberry, Circontrol, Delta Electronics, EO, EVOS, Fronius, Garo, Hydra, JET Charge, Kempower, Kuga, Magellan Power, Murray, Ocular, Quench, Scame, Schneider Electric, Sinexcel, Smappee, Teltonika, Tritium, Wallbox, Zappi, ZJ Beny | Private charging with SIM | $300 per annum per charger | No transaction or management fees.
A Better Charge Pty Ltd | Exploren | ABB, ABL, aixACCT, Alfen, Alpitronic, ATESS, AUTEL, Bender / eBee, Besen, Beta Electric, BTC Power, ByteSnap, Charge Amps, Circontrol, CityEV, Compleo, CTEK, Delta, Dover FS, Easee, eCars, EcoTap, Eldon Installation, ElitaCharge, Elprom EMZ, EM2GO, EMES, Enelion, Enovates, Ensto, EO Charging, Etrel, EVBox, Garo AB, Gewiss, GoChargeV, Hager, Heliox, IES, Indra, Infy Power, Ingeteam, Injet, IO Charger, IoTecha, Joint Tech, JuiceBar, JuiceBox, Keba AG, Kempower, Legrand, Link Power, Linkcharging Technology, Lite- ON, Mario EV, MC Chargers, Nanjing PowerCore Technology, Nexans, OAKSUM, Ocular, Piwin, PNE Global, Power Electronics, Rolec, Scame, Schneider Electric, Shenzhen Hongjiali, Siemens, Sino, Smappee, Sola/Afore, StarCharge, Sungrow, Sync EV, Teison, Tritium, VCHRGD, VESTEL, Wallbox, Webasto, XCHARGE, Zaptec, Zerova / Phihong | AC (Fleet Plan) | $175 per annum per charge port SIM card optional - $180 per annum - unlimited ports per site | Driver Transaction fee – 2.5% applied to all driver revenue + 30c per transaction
A Better Charge Pty Ltd | Exploren | ABB, ABL, aixACCT, Alfen, Alpitronic, ATESS, AUTEL, Bender / eBee, Besen, Beta Electric, BTC Power, ByteSnap, Charge Amps, Circontrol, CityEV, Compleo, CTEK, Delta, Dover FS, Easee, eCars, EcoTap, Eldon Installation, ElitaCharge, Elprom EMZ, EM2GO, EMES, Enelion, Enovates, Ensto, EO Charging, Etrel, EVBox, Garo AB, Gewiss, GoChargeV, Hager, Heliox, IES, Indra, Infy Power, Ingeteam, Injet, IO Charger, IoTecha, Joint Tech, JuiceBar, JuiceBox, Keba AG, Kempower, Legrand, Link Power, Linkcharging Technology, Lite- ON, Mario EV, MC Chargers, Nanjing PowerCore Technology, Nexans, OAKSUM, Ocular, Piwin, PNE Global, Power Electronics, Rolec, Scame, Schneider Electric, Shenzhen Hongjiali, Siemens, Sino, Smappee, Sola/Afore, StarCharge, Sungrow, Sync EV, Teison, Tritium, VCHRGD, VESTEL, Wallbox, Webasto, XCHARGE, Zaptec, Zerova / Phihong | AC (Public Plan) | $280 per annum per charge port SIM card optional - $180 per annum - unlimited ports per site | Driver Transaction fee – 2.5% applied to all driver revenue + 30c per transaction
A Better Charge Pty Ltd | Exploren | ABB, ABL, aixACCT, Alfen, Alpitronic, ATESS, AUTEL, Bender / eBee, Besen, Beta Electric, BTC Power, ByteSnap, Charge Amps, Circontrol, CityEV, Compleo, CTEK, Delta, Dover FS, Easee, eCars, EcoTap, Eldon Installation, ElitaCharge, Elprom EMZ, EM2GO, EMES, Enelion, Enovates, Ensto, EO Charging, Etrel, EVBox, Garo AB, Gewiss, GoChargeV, Hager, Heliox, IES, Indra, Infy Power, Ingeteam, Injet, IO Charger, IoTecha, Joint Tech, JuiceBar, JuiceBox, Keba AG, Kempower, Legrand, Link Power, Linkcharging Technology, Lite- ON, Mario EV, MC Chargers, Nanjing PowerCore Technology, Nexans, OAKSUM, Ocular, Piwin, PNE Global, Power Electronics, Rolec, Scame, Schneider Electric, Shenzhen Hongjiali, Siemens, Sino, Smappee, Sola/Afore, StarCharge, Sungrow, Sync EV, Teison, Tritium, VCHRGD, VESTEL, Wallbox, Webasto, XCHARGE, Zaptec, Zerova / Phihong | DC (Fleet or Public) | $280 per annum per charge port SIM card optional - $180 per annum - unlimited ports per site | Driver Transaction fee – 2.5% applied to all driver revenue + 30c per transaction
Addelec | Charge Hub | ABB, Circontrol, EV Meter, EVBox, Kempower, Schneider Electric, Siemens, Sinexcel, Smappee, Tritium | Public | $300 per annum per charge port | If SIM card is required on site for a data connection then approx. $11 + GST per month each.
Addelec | Charge Hub | ABB, Circontrol, EV Meter, EVBox, Kempower, Schneider Electric, Siemens, Sinexcel, Smappee, Tritium | Semi Public | $200 per annum per charge port | If SIM card is required on site for a data connection then approx. $11 + GST per month each.
Addelec | Wevolt | ABB, Appcharge, Autel, Blueberry, Circontrol, Delta Electronics, EO, Evos, Fronius, Garo, Jet Charge, Kempower, Magellan, Ocular, Quench, Scame, Schneider Electric, Sinexcel, Smappee, Teltonika, Tritium, Wallbox | Public Charging (AC or DC) | $300 per annum per charger (unlimited ports) | No transaction or management fees.
Addelec | Wevolt | ABB, Appcharge, Autel, Blueberry, Circontrol, Delta Electronics, EO, Evos, Fronius, Garo, Jet Charge, Kempower, Magellan, Ocular, Quench, Scame, Schneider, Sinexcel, Smappee, Teltonika, Tritium, Wallbox | Semi-Public Charging (AC or DC) | $300 per annum per charger (unlimited ports) | No transaction or management fees.
Addelec | Wevolt | ABB, Appcharge, Autel, Blueberry, Circontrol, Delta Electronics, EO, Evos, Fronius, Garo, Jet Charge, Kempower, Magellan, Ocular, Quench, Scame, Schneider Electric, Sinexcel, Smappee, Teltonika, Tritium, Wallbox | Private Charging (AC or DC) | $180 per annum per charger (unlimited ports) | No transaction or management fees.
Addelec | Chargefox | ABB, Delta Electronics, Kempower, Landis+Gyr, Ocular, Schneider Electric, Sinexcel, Smappee, Tritium, Wallbox, eLumina | Public subscription (4G data) | $390 per annum per charge port | A 5% transaction fee is applied to all driver revenue accrued where a charger has a tariff applied
Addelec | Chargefox | ABB, Delta Electronics, Kempower, Landis+Gyr, Ocular, Schneider Electric, Sinexcel, Smappee, Tritium, Wallbox, eLumina | Public subscription (base building internet) | $330 per annum per charge port | A 5% transaction fee is applied to all driver revenue accrued where a charger has a tariff applied
Addelec | Chargefox | ABB, Delta Electronics, Kempower, Landis+Gyr, Ocular, Schneider Electric, Sinexcel, Smappee, Tritium, Wallbox, eLumina | Private (non‐public facing) subscription (4G data) | $225 per annum per charge port | A 5% transaction fee is applied to all driver revenue accrued where a charger has a tariff applied
Addelec | Chargefox | ABB, Delta Electronics, Kempower, Landis+Gyr, Ocular, Schneider Electric, Sinexcel, Smappee, Tritium, Wallbox, eLumina | Private (non‐public facing) subscription (base building internet) | $165 per annum per charge port | A 5% transaction fee is applied to all driver revenue accrued where a charger has a tariff applied
Addelec | Everty | ABB, Circontrol, Delta, EO Charging, Evnex, Evos, Fimer, Freewire, Fronius, Kempower, Ocular, Schneider Electric, Siemens, Sinexel, Smappee, Starcharge, Teltonika, Tritium, Wallbox | Single Port | $380 per annum per charger | No transaction or management fees.
Addelec | Everty | ABB, Circontrol, Delta, EO Charging, Evnex, Evos, Fimer, Freewire, Fronius, Kempower, Ocular, Schneider Electric, Siemens, Sinexel, Smappee, Starcharge, Teltonika, Tritium, Wallbox | Dual Port | $600 per annum per charger | No transaction or management fees.
Addelec | ChargeNGo | ABB, Circontrol, Delta Electronics, EVBox, Kempower, Landis+Gyr, Liteon, Ocular, Schneider Electric, Siemens, Sinexcel, Smappee, Tritium, Zappi | Public Charging | $275 per annum per charge port | $0.05 per kWh for management services.4G Data Package: $50 per 500MB When 4G data is required
Addelec | ChargeNGo | ABB, Circontrol, Delta Electronics, EVBox, Kempower, Landis+Gyr, Liteon, Ocular, Schneider Electric, Siemens, Sinexcel, Smappee, Tritium, Zappi | Private Charging | $225 per annum per charge port | $0.05 per kWh for management services.4G Data Package: $50 per 500MB When 4G data is required
Autel | Autel Charge | ABB, Schneider Electric, Starcharge | Lite | $152 per annum per charge port | Transaction fee for mobile payment 1.75% + $0.30 of the value of each transaction.
Autel | Autel Charge | ABB, Schneider Electric, Starcharge | Pro | $306 per annum per charge port | Transaction fee for mobile payment 1.75% + $0.30 of the value of each transaction.
CasaCharge | CasaCharge | ABB, Alfen, Alpitronic, Autel, Circontrol, Delta Electronics, EVBox, KarChargers, Ocular, Schneider Electric, Smappee, Teltonika | Billing | $150 per annum per charge port | No transaction or management fees.
CasaCharge | CasaCharge | ABB, Alfen, Alpitronic, Autel, Circontrol, Delta Electronics, EVBox, KarChargers, Ocular, Schneider Electric, Smappee, Teltonika | Monitoring | $100 per annum per charge port | No transaction or management fees.
Charge Hub | Charge Hub | ABB, EVBox, Kempower, Myenergi, Orbis and Tritium, Schneider Electric, Siemens, Smappee, Wallbox, ZJ Beny | Public | $300 per annum per charge port | If SIM card is required on site for a data connection then approx. $11 + GST per month each.
Charge Hub | Charge Hub | ABB, EVBox, Kempower, Myenergi, Orbis and Tritium, Schneider Electric, Siemens, Smappee, Wallbox, ZJ Beny | Semi Public | $200 per annum per charge port | If SIM card is required on site for a data connection then approx. $11 + GST per month each.
Chargebay | Chargebay | ABB, Autel, Garo, Schneider Electric, Siemens, Sinexcel, Smappee, Tritium | Platform fee | $200 per annum per charge port $108 Annual Sim card | No transaction or management fees.
Chargebay | Wevolt | ABB, AppCharge, Autel, Circontrol, Delta Electronics, EVOS, Fronius, Garo, Hydra, iCharging, JET Charge, Kewpower, Kuga, Magellan Power, Murray, Ocular, Scame, Schneider Electric, Sinexcel, Smappee, Teltonika, Tritium, Wallbox, Zappi, ZJ Beny | Public charging | $300 per annum per charger (unlimited ports) | No transaction or management fees.
Chargebay | Wevolt | ABB, AppCharge, Autel, Circontrol, Delta Electronics, EVOS, Fronius, Garo, Hydra, iCharging, JET Charge, Kewpower, Kuga, Magellan Power, Murray, Ocular, Scame, Schneider Electric, Sinexcel, Smappee, Teltonika, Tritium, Wallbox, Zappi, ZJ Beny | Private charging | $180 per annum per charger (unlimited ports) | No transaction or management fees.
Chargeboss | Noodoe EV OS | Delta, Noodoe - Jointech, Noodoe - Zerova, Tritium | AC | $299 per annum per charge port | 9% gateway session fee, $419 per port activation fee
Chargeboss | Noodoe EV OS | Delta, Noodoe - Jointech, Noodoe - Zerova, Tritium | DC | $349 per annum per charge port | 9% gateway session fee, $999 per port activation fee
Chargefox | Chargefox | ABB, Autel, Chargemate, Delta Electronics, eLumina, Ingeteam, JET Charge, Kempower, Schneider Electric, Siemens, Sinexcel, Smappee, Wallbox | Site Host - Public Charger Management Subscription | $330 per annum per charge port Communications Optional - Sim & Telstra Data - $60.00 per plug per annum | Driver Transaction fee – 5% applied to all driver revenue
Chargefox | Chargefox | ABB, Autel, Chargemate, Delta Electronics, eLumina, Ingeteam, JET Charge, Kempower, Schneider Electric, Siemens, Sinexcel, Smappee, Wallbox | Site Host - Private Charger Management Subscription | $165 per annum per charge port Communications Optional - Sim & Telstra Data - $60.00 per plug per annum | Driver Transaction fee – 5% applied to all driver revenue
ChargeNGo | ChargeNGo | ABB, Circontrol, Delta Electronics, EVBox, Kempower, Landis + Gyr, Liteon, Ocular, Schneider Electric, SEVR, Siemens, Sinexcel, Smappee, Tritium, Webasto, Zappi | Public charging | $275 per annum per charge port | $0.05 per kWh for management services.4G Data Package: $50 per 500MB When 4G data is required
ChargeNGo | ChargeNGo | ABB, Circontrol, Delta Electronics, EVBox, Kempower, Landis + Gyr, Liteon, Ocular, Schneider Electric, SEVR, Siemens, Sinexcel, Smappee, Tritium, Webasto, Zappi | Private charging | $225 per annum per charge port | $0.05 per kWh for management services.4G Data Package: $50 per 500MB When 4G data is required
ChargePost | ChargePost | ChargePost, CityEV | Platform fee | $145 per annum per charger | 4% on credit card transactions
Chargestar | CasaCharge | ABB, Alfen, Alpitronic, Autel, Circontrol, Delta Electronics, Evbox, KarChargers, Ocular, Schneider Electric, Smappee, Teltonika | Platform fee | $100 per annum per charging port | No transaction or management fees.
Chargestar | CasaCharge | ABB, Alfen, Alpitronic, Autel, Circontrol, Delta Electronics, Evbox, KarChargers, Ocular, Schneider Electric, Smappee, Teltonika | Platform fee with billing | $150 per annum per charging port | No transaction or management fees.
Chargestar | CasaCharge | ABB, Alfen, Alpitronic, Autel, Circontrol, Delta Electronics, Evbox, KarChargers, Ocular, Schneider Electric, Smappee, Teltonika | Platform fee with SIM | $250 per annum per charging port | No transaction or management fees.
Chargestar | CasaCharge | ABB, Alfen, Alpitronic, Autel, Circontrol, Delta Electronics, Evbox, KarChargers, Ocular, Schneider Electric, Smappee, Teltonika | Platform fee with billing and SIM | $300 per annum per charging port | No transaction or management fees.
Chargestar | ChargeOS | AppCharge, Autel, Fronius, Kempower, Weidmuller, Zappee | Platform fee | $240 per annum per charge port | 7% transaction fee
Chargestar | Wevolt | ABB, Ador, AppCharge, Autel, Circontrol, Delta Electronics, EVOS, Fronius, Garo, Hydra, iCharging, JET Charge, Kewpower, Magellan Power, Murray, Ocular, Schneider Electric, Scame, Sinexcel, Smappee, Teltonika, Tritium, Wallbox, ZJ Beny, Zappi | Public Charging | $180 per annum per charging station | No transaction or management fees.
Chargestar | Wevolt | ABB, Ador, AppCharge, Autel, Circontrol, Delta Electronics, EVOS, Fronius, Garo, Hydra, iCharging, JET Charge, Kewpower, Magellan Power, Murray, Ocular, Schneider Electric, Scame, Sinexcel, Smappee, Teltonika, Tritium, Wallbox, ZJ Beny, Zappi | Public Charging with SIM | $330 per annum per charging station | No transaction or management fees.
Chargestar | Wevolt | ABB, Ador, AppCharge, Autel, Circontrol, Delta Electronics, EVOS, Fronius, Garo, Hydra, iCharging, JET Charge, Kewpower, Magellan Power, Murray, Ocular, Schneider Electric, Scame, Sinexcel, Smappee, Teltonika, Tritium, Wallbox, ZJ Beny, Zappi | Private Charging | $300 per annum per charging station | No transaction or management fees.
Chargestar | Wevolt | ABB, Ador, AppCharge, Autel, Circontrol, Delta Electronics, EVOS, Fronius, Garo, Hydra, iCharging, JET Charge, Kewpower, Magellan Power, Murray, Ocular, Schneider Electric, Scame, Sinexcel, Smappee, Teltonika, Tritium, Wallbox, ZJ Beny, Zappi | Private Charging with SIM | $450 per annum per charging station | No transaction or management fees.
Chargetech | Chargefox | ABB, Autel, Chargemate, Delta Electronics, eLumina, Ingeteam, JET Charge, Kempower, Schneider Electric, Siemens, Sinexcel, Smappee, Wallbox | Public subscription (4G data) | $390 per annum per charge port | 5% transaction fee applied to driver funds where a tariff is applied
Chargetech | Chargefox | ABB, Autel, Chargemate, Delta Electronics, eLumina, Ingeteam, JET Charge, Kempower, Schneider Electric, Siemens, Sinexcel, Smappee, Wallbox | Public subscription (building base internet) | $330 per annum per charge port | 5% transaction fee applied to driver funds where a tariff is applied
Chargetech | Chargefox | ABB, Autel, Chargemate, Delta Electronics, eLumina, Ingeteam, JET Charge, Kempower, Schneider Electric, Siemens, Sinexcel, Smappee, Wallbox | Private (non-public facing) subscription (4G data) | $225 per annum per charge port | 5% transaction fee applied to driver funds where a tariff is applied
Chargetech | Chargefox | ABB, Autel, Chargemate, Delta Electronics, eLumina, Ingeteam, JET Charge, Kempower, Schneider Electric, Siemens, Sinexcel, Smappee, Wallbox | Private (non-public facing) subscription (base building internet) | $165 per annum per charge port | 5% transaction fee applied to driver funds where a tariff is applied
Chargetech | Wevolt | ABB, AppCharge, Autel, Circontrol, Delta Electronics, EVOS, Fronius, Garo, Hydra, iCharging, JET Charge, Kewpower, Kuga, Magellan Power, Murray, Ocular, Scame, Schneider Electric, Sinexcel, Smappee, Teltonika, Tritium, Wallbox, Zappi, ZJ Beny | Public Charging (AC or DC) | $300 per annum per charger (unlimited ports) | No transaction or management fees.
Chargetech | Wevolt | ABB, AppCharge, Autel, Circontrol, Delta Electronics, EVOS, Fronius, Garo, Hydra, iCharging, JET Charge, Kewpower, Kuga, Magellan Power, Murray, Ocular, Scame, Schneider Electric, Sinexcel, Smappee, Teltonika, Tritium, Wallbox, Zappi, ZJ Beny | Semi-Public Charging (AC or DC) | $300 per annum per charger (unlimited ports) | No transaction or management fees.
Chargetech | Wevolt | ABB, AppCharge, Autel, Circontrol, Delta Electronics, EVOS, Fronius, Garo, Hydra, iCharging, JET Charge, Kewpower, Kuga, Magellan Power, Murray, Ocular, Scame, Schneider Electric, Sinexcel, Smappee, Teltonika, Tritium, Wallbox, Zappi, ZJ Beny | Private Charging (AC or DC) | $180 per annum per charger (unlimited ports) | No transaction or management fees.
Connect Source | Wevolt | ABB, AppCharge, Autel, Circontrol, Delta Electronics, EVOS, Fronius, Garo, Hydra, iCharging, JET Charge, Kewpower, Kuga, Magellan Power, Murray, Ocular, Scame, Schneider Electric, Sinexcel, Smappee, Teltonika, Tritium, Wallbox, Zappi, ZJ Beny | Public Charging (AC or DC) | $300 per annum per charger (unlimited ports) | No transaction or management fees.
Connect Source | Wevolt | ABB, AppCharge, Autel, Circontrol, Delta Electronics, EVOS, Fronius, Garo, Hydra, iCharging, JET Charge, Kewpower, Kuga, Magellan Power, Murray, Ocular, Scame, Schneider Electric, Sinexcel, Smappee, Teltonika, Tritium, Wallbox, Zappi, ZJ Beny | Semi-Public Charging (AC or DC) | $300 per annum per charger (unlimited ports) | No transaction or management fees.
Connect Source | Wevolt | ABB, AppCharge, Autel, Circontrol, Delta Electronics, EVOS, Fronius, Garo, Hydra, iCharging, JET Charge, Kewpower, Kuga, Magellan Power, Murray, Ocular, Scame, Schneider Electric, Sinexcel, Smappee, Teltonika, Tritium, Wallbox, Zappi, ZJ Beny | Private Charging (AC or DC) | $180 per annum per charger (unlimited ports) | No transaction or management fees.
Connect Source | Autel Charge | Autel | Lite | $152 per annum per charge port | Transaction fee for mobile payment 1.75% + $0.30 of the value of each transaction.
Connect Source | Autel Charge | Autel | Pro | $306 per annum per charge port | Transaction fee for mobile payment 1.75% + $0.30 of the value of each transaction.
Connect Source | Chargebay | ABB, Circontrol, Delta Electronics, Garo, Schneider Electric, Siemens | Option 1 - Reporting and Access control only | $120 per annum per charge port $108 Annual SIM card | $0.30 + 7.5% of each public transaction for paid charging sessions with SIM card
Connect Source | Chargebay | ABB, Circontrol, Delta Electronics, Garo, Schneider Electric, Siemens | Option 2 - Paid charging sessions | $300 per annum per charge port | $0.30 + 7.5% of each public transaction for paid charging sessions with SIM card
Elanga | Elanga | ABB, ADS Tec, Alfen, Alpitronic, Circontrol, Delta Electronics, EVBox, Keba, Kempower, Tritium, Vestel, WallBox | AC Single | $268 per annum per charger | Transaction Cost: $1.00 (AUD); Service Fee: 10% of the transaction value.
Elanga | Elanga | ABB, ADS Tec, Alfen, Alpitronic, Circontrol, Delta Electronics, EVBox, Keba, Kempower, Tritium, Vestel, WallBox | AC Double | $201 per annum per charge port | Transaction Cost: $1.00 (AUD); Service Fee: 10% of the transaction value.
Elanga | Elanga | ABB, ADS Tec, Alfen, Alpitronic, Circontrol, Delta Electronics, EVBox, Keba, Kempower, Tritium, Vestel, WallBox | DC Single | $395 per annum per charger | Transaction Cost: $1.00 (AUD); Service Fee: 10% of the transaction value.
Elanga | Elanga | ABB, ADS Tec, Alfen, Alpitronic, Circontrol, Delta Electronics, EVBox, Keba, Kempower, Tritium, Vestel, WallBox | DC Double | $346 per annum per charge port | Transaction Cost: $1.00 (AUD); Service Fee: 10% of the transaction value.
Enevi | Enevi | ABB, Delta, Schneider Electric, Siemens, Smappee, Teltonika, Tritium, Wallbox | AC 1: for AC user management & analytics | $140 per annum per charger Data Sim card if required $180 per annum. | No transaction or management fees.
Enevi | Enevi | ABB, Delta, Schneider Electric, Siemens, Smappee, Teltonika, Tritium, Wallbox | AC 2: for AC user management & analytics + billing | $220 per annum per charger Data Sim card if required $180 per annum. | No transaction or management fees.
Enevi | Enevi | ABB, Delta, Schneider Electric, Siemens, Smappee, Teltonika, Tritium, Wallbox | DC | $480 per annum per charger Data Sim card if required $180 per annum. | No transaction or management fees.
EV Charging Systems | Charge Hub | EVBox, Kempower, Schneider Electric, Tritium | Public | $300 per annum per charge port | If SIM card is required on site for a data connection then approx. $11 + GST per month each.
EV Charging Systems | Charge Hub | EVBox, Kempower, Schneider Electric, Tritium | Semi Public | $200 per annum per charge port | If SIM card is required on site for a data connection then approx. $11 + GST per month each.
EV Charging Systems | Wevolt | ABB, AppCharge, Autel, Circontrol, Delta Electronics, EVOS, Fronius, Garo, Hydra, iCharging, JET Charge, Kewpower, Kuga, Magellan Power, Murray, Ocular, Scame, Schneider Electric, Sinexcel, Smappee, Teltonika, Tritium, Wallbox, Zappi, ZJ Beny | Public Charging (AC or DC) | $300 per annum per charger (unlimited ports) | No transaction or management fees.
EV Charging Systems | Wevolt | ABB, AppCharge, Autel, Circontrol, Delta Electronics, EVOS, Fronius, Garo, Hydra, iCharging, JET Charge, Kewpower, Kuga, Magellan Power, Murray, Ocular, Scame, Schneider Electric, Sinexcel, Smappee, Teltonika, Tritium, Wallbox, Zappi, ZJ Beny | Semi-Public Charging (AC or DC) | $300 per annum per charger (unlimited ports) | No transaction or management fees.
EV Charging Systems | Wevolt | ABB, AppCharge, Autel, Circontrol, Delta Electronics, EVOS, Fronius, Garo, Hydra, iCharging, JET Charge, Kewpower, Kuga, Magellan Power, Murray, Ocular, Scame, Schneider Electric, Sinexcel, Smappee, Teltonika, Tritium, Wallbox, Zappi, ZJ Beny | Private Charging (AC or DC) | $180 per annum per charger (unlimited ports) | No transaction or management fees.
EV Charging Systems | Chargefox | EVBox, Kempower, Schneider Electric, Tritium | Public subscription (4G data) | $390 per annum per charge port Communications Optional - Sim & Telstra Data - $60.00 per plug per annum | Driver Transaction fee – 5% applied to all driver revenue
EV Charging Systems | Chargefox | EVBox, Kempower, Schneider Electric, Tritium | Public subscription (base building internet) | $330 per annum per charge port Communications Optional - Sim & Telstra Data - $60.00 per plug per annum | Driver Transaction fee – 5% applied to all driver revenue
EV Charging Systems | Chargefox | EVBox, Kempower, Schneider Electric, Tritium | Private (non-public facing) subscription (4G data) | $225 per annum per charge port Communications Optional - Sim & Telstra Data - $60.00 per plug per annum | Driver Transaction fee – 5% applied to all driver revenue
EV Charging Systems | Chargefox | EVBox, Kempower, Schneider Electric, Tritium | Private (non-public facing) subscription (base building internet) | $165 per annum per charge port Communications Optional - Sim & Telstra Data - $60.00 per plug per annum | Driver Transaction fee – 5% applied to all driver revenue
EVCI | Chargefox | ABB, Delta Electronics, JET Charge, Ocular, Schneider Electric, Siemens, Smappee, Wallbox | Public Charger | $330 per annum per charge port Communications Optional - Sim & Telstra Data - $60.00 per plug per annum | Driver Transaction fee – 5% applied to all driver revenue
EVCI | Chargefox | ABB, Delta Electronics, JET Charge, Ocular, Schneider Electric, Siemens, Smappee, Wallbox | Private Charger | $165 per annum per charge port Communications Optional - Sim & Telstra Data - $60.00 per plug per annum | Driver Transaction fee – 5% applied to all driver revenue
EVCI | EVUp | ABB, Circontrol, EVUp, Garo, Myenergi, Schneider Electric, Wallbox | Up to five charge ports per year | $495 per annum per site | No transaction or management fees.
EVCI | EVUp | ABB, Circontrol, EVUp, Garo, Myenergi, Schneider Electric, Wallbox | Single charge port per year | $195 per annum per charge port | No transaction or management fees.
EVCI | ChargeOS | AppCharge, Autel, Fronius, Kempower, Weidmuller, Zappee | Platform fee | $240 per annum per charge port | 7% transaction fee
EVCI | ChargeNGo | ABB, Circontrol, Delta Electronics, EVBox, Myenergi, Ocular, Schneider Electric, Siemens | Platform fee | $275 per annum per charge port | Monitoring & billing $0.05 per kWh
EVCI | Wevolt | ABB, AppCharge, Autel, Circontrol, Delta Electronics, EVOS, Fronius, Garo, Hydra, iCharging, JET Charge, Kewpower, Kuga, Magellan Power, Murray, Ocular, Scame, Schneider Electric, Sinexcel, Smappee, Teltonika, Tritium, Wallbox, Zappi, ZJ Beny | Public Charging (AC or DC) | $300 per annum per charger (unlimited ports) | No transaction or management fees.
EVCI | Wevolt | ABB, AppCharge, Autel, Circontrol, Delta Electronics, EVOS, Fronius, Garo, Hydra, iCharging, JET Charge, Kewpower, Kuga, Magellan Power, Murray, Ocular, Scame, Schneider Electric, Sinexcel, Smappee, Teltonika, Tritium, Wallbox, Zappi, ZJ Beny | Semi-Public Charging (AC or DC) | $300 per annum per charger (unlimited ports) | No transaction or management fees.
EVCI | Wevolt | ABB, AppCharge, Autel, Circontrol, Delta Electronics, EVOS, Fronius, Garo, Hydra, iCharging, JET Charge, Kewpower, Kuga, Magellan Power, Murray, Ocular, Scame, Schneider Electric, Sinexcel, Smappee, Teltonika, Tritium, Wallbox, Zappi, ZJ Beny | Private Charging (AC or DC) | $180 per annum per charger (unlimited ports) | No transaction or management fees.
EVSE Australia | Exploren | ABB, Alpitronic, Autel, Circontrol, Delta, Fronius, Kempower, Schneider Electric, Sinexcel, Tritium, Tritium, Zerova, Ocular | AC - Fleet Plan | $175 per annum per charge port SIM card optional - $180 per annum - unlimited ports per site | Driver Transaction fee – 2.5% applied to all driver revenue + 30c per transaction
EVSE Australia | Exploren | ABB, Alpitronic, Autel, Circontrol, Delta, Fronius, Kempower, Schneider Electric, Sinexcel, Tritium, Tritium, Zerova, Ocular | AC - Public Plan | $280 per annum per charge port SIM card optional - $180 per annum - unlimited ports per site | Driver Transaction fee – 2.5% applied to all driver revenue + 30c per transaction
EVSE Australia | Exploren | ABB, Alpitronic, Autel, Circontrol, Delta, Fronius, Kempower, Schneider Electric, Sinexcel, Tritium, Tritium, Zerova, Ocular | DC - Fleet or Public | $280 per annum per charge point SIM card optional - $180 per annum - unlimited ports per site | Driver Transaction fee – 2.5% applied to all driver revenue + 30c per transaction
EVUp | EVUp | ABB, Chargeamps, Circontrol, EVUp, Garo, Myenergi, Schneider Electric, Smappee, Zappi | Up to five charge ports | $495 per site per annum | N/A
Exploren | Exploren | ABB, Delta, Kempower, Ocular, Schneider, Sinexcel, Tritium | AC (Fleet Plan) | $175 per annum per charge port | Driver Transaction fee – 2.5% applied to all driver revenue + 30c per transaction
Exploren | Exploren | ABB, Delta, Kempower, Ocular, Schneider, Sinexcel, Tritium | AC (Public Plan) | $280 per annum per charge port | Driver Transaction fee – 2.5% applied to all driver revenue + 30c per transaction
Exploren | Exploren | ABB, Delta, Kempower, Ocular, Schneider, Sinexcel, Tritium | DC (Fleet or Public) | $280 per annum per charge port SIM card optional - $180 per annum - unlimited ports per site | Driver Transaction fee – 2.5% applied to all driver revenue + 30c per transaction
I-Charge Solutions Australia Pty Ltd | i-Charge | ABB, Alfen, Autel, EVBox, Ocular, Pilot, Schneider Electric, Siemens, Starcharge, TopDon, Wallbox | Standard Package | $120 per annum per charge port | 1. Telecommunication cost for network connection (wireless or wired) payable to Telecom operator. 2. Per transaction fee of $0.30 + 6% to Payment Gateway operator.
I-Charge Solutions Australia Pty Ltd | i-Charge | ABB, Alfen, Autel, EVBox, Ocular, Pilot, Schneider Electric, Siemens, Starcharge, TopDon, Wallbox | Advanced Modules | $100 per annum per charge port per module | 1. Telecommunication cost for network connection (wireless or wired) payable to Telecom operator. 2. Per transaction fee of $0.30 + 6% to Payment Gateway operator.
JET Charge | Chargefox | Autel, ChargeMate, Kempower, Schneider Electric, X280 | Public Charger Management Subscription | $330 per annum per charge port Communications Optional - Sim & Telstra Data - $60.00 per plug per annum | Driver Transaction fee – 5% applied to all driver revenue
JET Charge | Chargefox | Autel, ChargeMate, Kempower, Schneider Electric, X280 | Private Charger Management Subscription | $165 per annum per charge port Communications Optional - Sim & Telstra Data - $60.00 per plug per annum | Driver Transaction fee – 5% applied to all driver revenue
JET Charge | Wevolt | ABB, AppCharge, Autel, Circontrol, Delta, EVOS, Fronius, Garo, Hydra, iCharging, JET Charge, Kewpower, Kuga, Magellan Power, Murray, Ocular, Scame, Schneider, Sinexcel, Smappee, Teltonika, Tritium, Wallbox, Zappi, ZJ Beny | Public Charging (AC or DC) | $300 per annum per charger (unlimited ports) | No transaction or management fees.
JET Charge | Wevolt | ABB, AppCharge, Autel, Circontrol, Delta, EVOS, Fronius, Garo, Hydra, iCharging, JET Charge, Kewpower, Kuga, Magellan Power, Murray, Ocular, Scame, Schneider, Sinexcel, Smappee, Teltonika, Tritium, Wallbox, Zappi, ZJ Beny | Semi-Public Charging (AC or DC) | $300 per annum per charger (unlimited ports) | No transaction or management fees.
JET Charge | Wevolt | ABB, AppCharge, Autel, Circontrol, Delta, EVOS, Fronius, Garo, Hydra, iCharging, JET Charge, Kewpower, Kuga, Magellan Power, Murray, Ocular, Scame, Schneider, Sinexcel, Smappee, Teltonika, Tritium, Wallbox, Zappi, ZJ Beny | Private Charging (AC or DC) | $180 per annum per charger (unlimited ports) | No transaction or management fees.
JFK Group WA | Wevolt | ABB, AppCharge, Autel, Circontrol, Delta Electronics, EVOS, Fronius, Garo, Hydra, iCharging, JET Charge, Kewpower, Kuga, Magellan Power, Murray, Ocular, Scame, Schneider Electric, Sinexcel, Smappee, Teltonika, Tritium, Wallbox, Zappi, ZJ Beny | Public Charging (AC or DC) | $300 per annum per charger (unlimited ports) | No transaction or management fees.
JFK Group WA | Wevolt | ABB, AppCharge, Autel, Circontrol, Delta Electronics, EVOS, Fronius, Garo, Hydra, iCharging, JET Charge, Kewpower, Kuga, Magellan Power, Murray, Ocular, Scame, Schneider Electric, Sinexcel, Smappee, Teltonika, Tritium, Wallbox, Zappi, ZJ Beny | Semi-Public Charging (AC or DC) | $300 per annum per charger (unlimited ports) | No transaction or management fees.
JFK Group WA | Wevolt | ABB, AppCharge, Autel, Circontrol, Delta Electronics, EVOS, Fronius, Garo, Hydra, iCharging, JET Charge, Kewpower, Kuga, Magellan Power, Murray, Ocular, Scame, Schneider Electric, Sinexcel, Smappee, Teltonika, Tritium, Wallbox, Zappi, ZJ Beny | Private Charging (AC or DC) | $180 per annum per charger (unlimited ports) | No transaction or management fees.
KarChargers | CasaCharge | ABB, Alfen, Alpitronic, Autel, Circontrol, Delta Electronics, EVBox, KarChargers, Ocular, Schneider Electric, Smappee, Teltonika | Public charging | $150 per annum per charge port | No transaction or management fees.
KarChargers | CasaCharge | ABB, Alfen, Alpitronic, Autel, Circontrol, Delta Electronics, EVBox, KarChargers, Ocular, Schneider Electric, Smappee, Teltonika | Free Charging : when only monitoring service is required without any billing of the usage. | $100 per annum per charge port | No transaction or management fees.
Magellan Power | Wevolt | ABB, AppCharge, Autel, Circontrol, Delta Electronics, EVOS, Fronius, Garo, Hydra, iCharging, JET Charge, Kewpower, Kuga, Magellan Power, Murray, Ocular, Scame, Schneider Electric, Sinexcel, Smappee, Teltonika, Tritium, Wallbox, Zappi, ZJ Beny | Public Charging (AC or DC) | $300 per annum per charger (unlimited ports) | No transaction or management fees.
Magellan Power | Wevolt | ABB, AppCharge, Autel, Circontrol, Delta Electronics, EVOS, Fronius, Garo, Hydra, iCharging, JET Charge, Kewpower, Kuga, Magellan Power, Murray, Ocular, Scame, Schneider Electric, Sinexcel, Smappee, Teltonika, Tritium, Wallbox, Zappi, ZJ Beny | Semi-Public Charging (AC or DC) | $300 per annum per charger (unlimited ports) | No transaction or management fees.
Magellan Power | Wevolt | ABB, AppCharge, Autel, Circontrol, Delta Electronics, EVOS, Fronius, Garo, Hydra, iCharging, JET Charge, Kewpower, Kuga, Magellan Power, Murray, Ocular, Scame, Schneider Electric, Sinexcel, Smappee, Teltonika, Tritium, Wallbox, Zappi, ZJ Beny | Private Charging (AC or DC) | $180 per annum per charger (unlimited ports)
Murray Engineering | Wevolt | ABB, AppCharge, Autel, Circontrol, Delta Electronics, EVOS., Fronius, Garo, Hydra, iCharging, JET Charge, Kewpower, Kuga, Magellan Power, Murray, Ocular, Scame, Schneider Electric, Sinexcel, Smappee, Teltonika, Tritium, Wallbox, Zappi, ZJ Beny | Public Charging (AC or DC) | $300 per annum per charger (unlimited ports) | No transaction or management fees.
Murray Engineering | Wevolt | ABB, AppCharge, Autel, Circontrol, Delta Electronics, EVOS., Fronius, Garo, Hydra, iCharging, JET Charge, Kewpower, Kuga, Magellan Power, Murray, Ocular, Scame, Schneider Electric, Sinexcel, Smappee, Teltonika, Tritium, Wallbox, Zappi, ZJ Beny | Semi-Public Charging (AC or DC) | $300 per annum per charger (unlimited ports) | No transaction or management fees.
Murray Engineering | Wevolt | ABB, AppCharge, Autel, Circontrol, Delta Electronics, EVOS., Fronius, Garo, Hydra, iCharging, JET Charge, Kewpower, Kuga, Magellan Power, Murray, Ocular, Scame, Schneider Electric, Sinexcel, Smappee, Teltonika, Tritium, Wallbox, Zappi, ZJ Beny | Private Charging (AC or DC) | $180 per annum per charger (unlimited ports) | No transaction or management fees.
Noodoe Pty Ltd | Noodoe EV OS | ABB, Delta, Electronics, EN+, EVBox, Lite-on, Siemens, Tritium, Noodoe | AC | $299 per annum per charge port | Session processing fee 9%, $419 per port activation fee
Noodoe Pty Ltd | Noodoe EV OS | ABB, Delta, Electronics, EN+, EVBox, Lite-on, Siemens, Tritium, Noodoe | DC | $349 per annum per charge port | Session processing fee 9%, $999 per port activation fee
Smart EV Solutions | Smart Charge | ABB, Autel, Blueberry, Circontrol, EVBox, Kempower, Ocular, Schneider Electric, SEVR, Siemens, Smappee, Tribus, Tritium | Private | $60 per annum per charger | No transaction or management fees.
Smart EV Solutions | Smart Charge | ABB, Autel, Blueberry, Circontrol, EVBox, Kempower, Ocular, Schneider Electric, SEVR, Siemens, Smappee, Tribus, Tritium | Public Silver | $280 per annum per charger | No transaction or management fees.
Smart EV Solutions | Smart Charge | ABB, Autel, Blueberry, Circontrol, EVBox, Kempower, Ocular, Schneider Electric, SEVR, Siemens, Smappee, Tribus, Tritium | Public Gold | $395 per annum per charger | No transaction or management fees.
Sonic Charge | ChargeOS | Appcharge, Autel, Fronius, Kempower, Sinexcel, Smappee, Sungrow, Weidmuller, Zappee | Platform fee | $240 per annum per charge port | 7% per transaction
Sonic Charge | ChargeOS | Appcharge, Autel, Fronius, Kempower, Sinexcel, Smappee, Sungrow, Weidmuller, Zappee | Optional: Complete Hardware & Site Management (site management, hardware maintenance, responding to hardware issues, etc.). | $1200 per annum per site | 7% per transaction
T-Power | T-Power | ABB, Beny, Delta Electronics, Schneider Electric, Sinexcel, T-Power, Wallbox | AC EVSE | $180 per annum per charger | No transaction or management fees.
T-Power | T-Power | ABB, Beny, Delta Electronics, Schneider Electric, Sinexcel, T-Power, Wallbox | DC EVSE (<= 60kW) | $260 per annum per charger | No transaction or management fees.
T-Power | T-Power | ABB, Beny, Delta Electronics, Schneider Electric, Sinexcel, T-Power, Wallbox | DC EVSE (>= 80kW) | $360 per annum per charger | No transaction or management fees.
Virta | Virta | Alfen, Alpitronic, Delta Electronics, Kempower, Vestel | AC | $950 per annum per charger | Transaction fee – public10%, private 5% API feeTransaction fee: public 10%, private 5%.
Virta | Virta | Alfen, Alpitronic, Delta Electronics, Kempower, Vestel | DC | $1900 per annum per charger | Transaction fee – public 10%, private 5% API fee Transaction fee: public 10%, private 5%.
Wevolt | Wevolt | ABB, AppCharge, Autel, Circontrol, Delta Electronics, EVOS, Fronius, Garo, Hydra, iCharging, JET Charge, Kewpower, Kuga, Magellan Power, Murray, Ocular, Scame, Schneider Electric, Sinexcel, Smappee, Teltonika, Tritium, Wallbox, Zappi, ZJ Beny | Public Charging (AC or DC) | $300 per annum per charger (unlimited ports) | No transaction or management fees.
Wevolt | Wevolt | ABB, AppCharge, Autel, Circontrol, Delta Electronics, EVOS, Fronius, Garo, Hydra, iCharging, JET Charge, Kewpower, Kuga, Magellan Power, Murray, Ocular, Scame, Schneider Electric, Sinexcel, Smappee, Teltonika, Tritium, Wallbox, Zappi, ZJ Beny | Semi-Public Charging (AC or DC) | $300 per annum per charger (unlimited ports) | No transaction or management fees.
Wevolt | Wevolt | ABB, AppCharge, Autel, Circontrol, Delta Electronics, EVOS, Fronius, Garo, Hydra, iCharging, JET Charge, Kewpower, Kuga, Magellan Power, Murray, Ocular, Scame, Schneider Electric, Sinexcel, Smappee, Teltonika, Tritium, Wallbox, Zappi, ZJ Beny | Private Charging (AC or DC) | $180 per annum per charger (unlimited ports) | No transaction or management fees.

## Hardware
HARDWARE
AC or DC | Charger Brand | Charger Model Number | Charger Description | Power Output (kW) | Charger Mounting Type | Number of Charging Ports *maximum number, with option to have fewer ports | Charging Cable Type Socket Only (S) Tethered Cable (TC) | Charger Procurement Lead Time
AC | ABB | 6AGC081278 | Terra AC Wallbox | 7 | Wall | 1 | S | 3 months or less
AC | ABB | 6AGC081279 | Terra AC Wall box | 22 | Wall | 1 | S | 3 months or less
AC | ABB | 6AGC082153 | Terra AC wallbox - RFID, 4G | 22 | Wall | 1 | S | 3 months or less
AC | ABB | 6AGC082155 | Terra AC Wallbox - RFID | 7 | Wall | 1 | TC | 3 months or less
AC | ABB | 6AGC082157 | Terra AC Wallbox - RFID | 22 | Wall | 1 | S | 3 months or less
AC | ABB | 6AGC082174 | Terra AC W7-T-RD-MC-0 | 7 | Wall | 1 | S | 3 months or less
AC | ABB | 6AGC085383 | Terra AC Wallbox - RFID, 4G | 7 | Wall | 1 | S | 3 months or less
AC | ABB | 6AGC085385 | Terra AC Wallbox - RFID, 4G | 7 | Wall | 1 | TC | 3 months or less
AC | ABL | 100000323 | ABL eM4 (22 kW / Twin / RCBO / Socket / Controller / Standard / Black) | 22 | Wall/Pedestal | 2 | S | 3 months or less
AC | ABL | 100000324 | ABL eM4 (22 kW / Twin / RCBO / Socket / Extender / Standard / Black) | 22 | Wall/Pedestal | 2 | S | 3 months or less
AC | ABL | 100000325 | ABL eM4 (22 kW / Twin / Socket / Controller / Standard / Black) | 22 | Wall/Pedestal | 2 | S | 3 months or less
AC | ABL | 100000326 | ABL eM4 (22 kW / Twin / Socket / Extender / Standard / Black) | 22 | Wall/Pedestal | 2 | S | 3 months or less
AC | ABL | 100000327 | ABL eM4 (22 kW / Single / Socket / Controller / Standard / Black) | 22 | Wall/Pedestal | 1 | S | 3 months or less
AC | ABL | 100000328 | ABL eM4 (22 kW / Single / Socket / Extender / Standard / Black) | 22 | Wall/Pedestal | 1 | S | 3 months or less
AC | Alfen | 904460003 | Single Pro-Line | 7 | Wall | 1 | S | 3 months or less
AC | Alfen | 904460007 | Single Pro-Line | 7 | Wall | 1 | TC | 3 months or less
AC | Alfen | 904460023 | Single Pro-Line | 22 | Wall | 1 | S | 3 months or less
AC | Alfen | 904460027 | Single Pro-Line | 22 | Wall | 1 | TC | 3 months or less
AC | Alfen | 904461022 | Double Pro-Line | 22 | Wall | 2 | S | 3 months or less
AC | Alfen | 904461032 | Double Pro-Line | 7 | Wall | 2 | S | 3 months or less
AC | Alfen | 934452502 | Twin 2 Socket | 22 | Wall | 2 | S | 3 months or less
AC | AppCharge | AC-FM-22-S-DUO | 22kW AC Floor Mount Dual Port Socket | 22 | Pedestal | 2 | S | 3 months or less
AC | AppCharge | AC-FM-22-T-DUO | 22kW AC Floor Mount Dual Port Tethered | 22 | Pedestal | 2 | TC | 3 months or less
AC | AppCharge | AC-WB-22-S | 22kW AC Wallbox Socket | 22 | Wall | 1 | S | 3 months or less
AC | AppCharge | AC-WB-22-T | 22kW AC Wallbox Tethered | 22 | Wall | 1 | TC | 3 months or less
AC | AppCharge | AC-WB-7-S | 7kW AC Wallbox Socket | 7 | Wall | 1 | S | 3 months or less
AC | AppCharge | AC-WB-7-T | 7kW AC Wallbox Tethered | 7 | Wall | 1 | TC | 3 months or less
AC | Autel | AC W22-C5-4G | Maxi EU AC W22-C5-4G, tethered 5m, 22kW, 3 phase | 22 | Wall/Pedestal | 1 | TC | 3 months or less
AC | Autel | AC W22-C5-4G-L-M | Maxi EU AC W22-C5-4G-L-M, tethered 5m, 22kW, 3 phase, LCD touch screen | 22 | Wall/Pedestal | 1 | TC | 3 months or less
AC | Autel | AC W22-S-4G | Maxi Series EU AC 22 kW, Socket version 3 phase 4G | 22 | Wall/Pedestal | 1 | S | 3 months or less
AC | Autel | AC W22-S-4G-L-M | Maxi EU AC W22-S-4G-L-M, socket version, 22kW, 3 phase, LCD touch screen | 22 | Wall/Pedestal | 1 | S | 3 months or less
AC | Autel | AC W7-C5 | Maxi EU AC W7-C5, tethered 5m, 7.4kW, single phase | 7 | Wall/Pedestal | 1 | TC | 3 months or less
AC | Autel | AC W7-S-4G | Maxi Series EU AC 7.4 kW, Socket version 4G single phase | 7 | Wall/Pedestal | 1 | S | 3 months or less
AC | Autel | Maxi EU AC07 | AC Compact 7kW | 7 | Wall | 1 | S | 3 months or less
AC | Autel | Maxi EU AC23 | AC Compact 22kW | 22 | Wall | 1 | S | 3 months or less
AC | Autel | Maxi EU AC W22-C5 | AC Wallbox 22kw | 22 | Wall | 1 | TC | 3 months or less
AC | Autel | Maxi EU AC W22-C5-L-M | AC Wallbox 22kw w/ Touchscreen LCD | 22 | Wall | 1 | TC | 3 months or less
AC | Autel | Maxi EU AC W22-S | AC Wallbox 22kw (Socket Version) | 22 | Wall | 1 | S | 3 months or less
AC | Autel | Maxi EU AC W7-C5 | AC Wallbox 7.4kw | 7 | Wall | 1 | TC | 3 months or less
AC | Autel | Maxi EU AC W7-S | AC Wallbox 7.4kw (Socket version) | 7 | Wall | 1 | S | 3 months or less
AC | Autel | AC Ultra Dual Socket EF44S001 | MaxiCharger AC Ultra Dual Socket EF44S001 | 22 | Pedestal | 2 | S | 3 months or less
AC | Autel | Maxi EU AU22 | EU, AC Ultra 22kW, dual CCS 2 sockets | 22 | Wall | 2 | S | 3 months or less
AC | Autel | Maxi EU AC LW7-C5 | AC Lite | 7 | Wall | 1 | TC | 3 months or less
AC | Beny | BCPCV-CT2N-P | 22kW, 5m Cable, LCD, Ethernet, WIFI, 4G, Bluetooth | 22 | Pedestal | 2 | TC | 3 months or less
AC | Beny | BCPCV-DT2N-P | 22kW, Socket Type, LCD, Ethernet, WIFI, 4G, Bluetooth | 22 | Pedestal | 2 | S | 3 months or less
AC | Beny | BCPM-AT2N-P | 22kW, 7m Cable, LCD, Ethernet, WIFI, 4G, RFID | 22 | Wall | 1 | TC | 3 months or less
AC | Beny | BCPM-BT2N-P | 22kW, Socket Type, LCD, Ethernet, WIFI, 4G, RFID | 22 | Wall | 1 | S | 3 months or less
AC | Bosch Automotive Service Solutions Pty Ltd | EV325 | 7.7kw AC RFID/WiFi | 7 | Wall/Pedestal | 1 | S | 3 months or less
AC | Bosch Automotive Service Solutions Pty Ltd | EV355 | 7.7kw AC RFID/4G | 7 | Wall/Pedestal | 1 | S | 3 months or less
AC | Bosch Automotive Service Solutions Pty Ltd | EV905 | 22AC RFID/WiFi | 22 | Wall/Pedestal | 1 | S | 3 months or less
AC | Bosch Automotive Service Solutions Pty Ltd | EV955 | 22AC RFID/LCD/4G | 22 | Wall/Pedestal | 1 | S | 3 months or less
AC | Circontrol | Evolve Smart S (Wall) | Evolve Smart Twin - RFID, 4G | 7 | Wall | 2 | S | 3 months or less
AC | Circontrol | Evolve Smart T (Pedestal) | Evolve Smart Twin - RFID, MiD Meter, 4G | 22 | Pedestal | 2 | S | 3 months or less
AC | Circontrol | Evolve Smart T (Wall) | Evolve Smart Twin - RFID, MiD Meter, 4G | 22 | Wall | 2 | S | 3 months or less
AC | Circontrol | Model S / eNext Elite | eNEXT Elite | 7 | Wall/Pedestal | 1 | S | 3 months or less
AC | Circontrol | Model S / eNext Park | eNEXT Park | 7 | Wall/Pedestal | 1 | S | 3 months or less
AC | Circontrol | Model S One / eVolve Smart | eVolve Smart | 7 | Wall/Pedestal | 1 | S | 3 months or less
AC | Circontrol | Model S Two / eNext Park | eNEXT Park | 7 | Wall/Pedestal | 2 | S | 3 months or less
AC | Circontrol | Model T / eNext Elite | eNEXT Elite | 22 | Wall/Pedestal | 1 | S | 3 months or less
AC | Circontrol | Model T / eNext Park | eNEXT Park | 22 | Wall/Pedestal | 1 | S | 3 months or less
AC | Circontrol | Model T One / eVolve Smart | eVolve Smart | 22 | Wall/Pedestal | 1 | S | 3 months or less
AC | Circontrol | WNC00032011 | eNEXT Elite | 7 | Wall | 1 | S | 3 months or less
AC | Circontrol | WNC00032013 | eNEXT Elite | 22 | Wall | 1 | S | 3 months or less
AC | Circontrol | WNP00032011 | eNEXT Park | 7 | Wall | 1 | S | 3 months or less
AC | Circontrol | WNP00032013 | eNEXT Park | 22 | Wall | 1 | S | 3 months or less
AC | Circontrol | WVS00064013 | eVolve Smart | 22 | Pedestal | 2 | S | 3 months or less
AC | CityEV | City Line 100 | Cityline 100 7Kw | 7 | Wall/Pedestal | 1 | S | 3 months or less
AC | CityEV | City Line 300 | Cityline 300 11/22Kw | 22 | Wall/Pedestal | 1 | S | 3 months or less
AC | CityEV | City Line CDC | Cityline 100 - CDC 7Kw | 7 | Wall/Pedestal | 1 | S | 3 months or less
AC | CityEV | Cityline 100 IDC | Cityline 100 7kW IDC | 7 | Pedestal | 1 | S | 3 months or less
AC | CityEV | Cityline 300 IDC | Cityline 300 22kW IDC | 22 | Pedestal | 1 | S | 3 months or less
AC | CityEV | Cityline 100 Dual | Cityline Dual 7kW | 7 | Wall/Pedestal | 2 | S
AC | CityEV | Cityline 300 Dual | Cityline Dual 22kW | 22 | Wall/Pedestal | 2 | S | 3 months or less
AC | CityEV | Cityline 300 CDC | Cityline 300 11/22kW Contactless | 22 | Wall/Pedestal | 1 | S | 3 months or less
AC | CityEV | Cityline 100 Dual CDC | Cityline Dual 7kW Contactless | 7 | Wall/Pedestal | 2 | S | 3 months or less
AC | CityEV | Cityline 300 Dual CDC | Cityline Dual 22kW Contactless | 22 | Wall/Pedestal | 2 | S | 3 months or less
AC | Delta Electronics | EIAWE22KTSE5A04 (7kW) | AC Max Smart 7-22kW w/ Cable | 7 | Wall/Pedestal | 1 | TC | 3 months or less
AC | Delta Electronics | EIAWE22KTSE5A04 (22kW) | AC Max Smart 7-22kW w/ Cable | 22 | Wall/Pedestal | 2 | TC | 3 months or less
AC | Delta Electronics | EIAW-E22KTSS0A04 (7kW) | AC Max Smart 7-22kW w/ Socket | 7 | Wall/Pedestal | 1 | S | 3 months or less
AC | Delta Electronics | EIAW-E22KTSS0A04 (22kW) | AC Max Smart 7-22kW w/ Socket | 22 | Wall/Pedestal | 1 | S | 3 months or less
AC | Delta Electronics | AC22D EIAW-E22KTSE5A040C | AC Max Smart AC22D 22 kW AC charger with a 5-meter cable | 22 | Wall/Pedestal | 1 | TC | 3 months or less
AC | Diatom Australia | 7KWLEDS | 7kW Smart Charger - Socket Version | 7 | Wall/Pedestal | 1 | S | 3 months or less
AC | Diatom Australia | 7KWLEDT | 7kW Smart Charger - Tethered Version | 7 | Wall/Pedestal | 1 | TC | 3 months or less
AC | Diatom Australia | 22KWLEDS | 22kW Smart Charger - Socket Version | 22 | Wall/Pedestal | 1 | S | 3 months or less
AC | Diatom Australia | 22KWLEDT | 22kW Smart Charger - Tethered Version | 22 | Wall/Pedestal | 1 | TC | 3 months or less
AC | Elinta | EM-HBS-74 | Homebox Slim Cable 7kW 1- phase | 7 | Wall | 1 | TC | 3 months or less
AC | Elinta | EM-HBS-74-PLUS | Homebox Slim Cable 7kW 1- phase | 7 | Wall | 1 | TC | 3 months or less
AC | Elinta | EM-HBS-22 | Homebox Slim Socket 22kW 3-phase | 22 | Wall | 2 | S | 3 months or less
AC | Elinta | EM-HBS-22-PLUS | Homebox Slim Cable 22kW 3-phase | 22 | Wall | 2 | TC | 3 months or less
AC | Elinta | EM-CC-V2-PLUS | Citycharge V2 Plus (cables) 2 X 22kW 3-phase (44kW) | 22 | Pedestal | 2 | TC | 3 months or less
AC | Elinta | EM-CC-V2 | Citycharge V2 (sockets) 2 X 22kW 3-phase (44kW) | 22 | Pedestal | 2 | S | 3 months or less
AC | Enel Waybox | WAYBOX 4.0 Start (7kW) | Waybox 4.0 Start Single/Three Phase Socketed | 7 | Wall | 1 | S | 3 months or less
AC | Enel Waybox | WAYBOX 4.0 Start (22kW) | Waybox 4.0 Start Single/Three Phase Socketed | 22 | Wall | 1 | S | 3 months or less
AC | Enel Waybox | WAYBOX 4.0 Start Tethered (7kW) | Waybox 4.0 Start Single/Three Phase 5M Type 2 | 7 | Wall | 1 | TC | 3 months or less
AC | Enel Waybox | WAYBOX 4.0 Start Tethered (22kW) | Waybox 4.0 Start Single/Three Phase 5M Type 2 | 22 | Wall | 1 | TC | 3 months or less
AC | EVBox | B3321-E1801 | BusinessLine Hub, 3 Phase, 32A, Single, 22kW, Socket | 22 | Wall/Pedestal | 1 | S | 3 months or less
AC | EVBox | B1321-E5801 | BusinessLine Sat, 1 Phase, 32A, Single, 7.4kW, Socket | 7 | Pedestal | 1 | S | 3 months or less
AC | EVBox | B3321-E5801 | BusinessLine Sat, 3 Phase, 32A, Single, 22kW, Socket | 22 | Wall/Pedestal | 1 | S | 3 months or less
AC | EVBox | B3322-E1801 | BusinessLine Hub, 3 Phase, 2 x 32A, Double, 22kW, Socket | 22 | Wall/Pedestal | 2 | S | 3 months or less
AC | EVBox | B3322-E5801 | BusinessLine Sat, 3 Phase, 2 x 32A, Double, 22kW, Socket | 22 | Wall/Pedestal | 2 | S | 3 months or less
AC | Evnex | E2-25SN | 5m charging lead, Type 2 connector, GSM and WiFi communication, solar diversion, and dynamic load protection | 7 | Wall/Pedestal | 1 | TC | 3 months or less
AC | Evnex | E2 -25SA | 5m charging lead, Type 2 connector, GSM and WiFi communication, solar diversion, and dynamic load protection | 7 | Wall/Pedestal | 1 | TC | 3 months or less
AC | Evnex | E2 -25ST | 5m charging lead, Type 2 connector, GSM and WiFi communication, solar diversion, and dynamic load protection | 7 | Wall/Pedestal | 1 | TC | 3 months or less
AC | Evnex | E2 -25VO | 5m charging lead, Type 2 connector, GSM and WiFi communication, solar diversion, and dynamic load protection | 7 | Wall/Pedestal | 1 | TC | 3 months or less
AC | Evnex | E2 -28SN | 8m charging lead,Type 2 connector,s GSM and WiFi communication, solar diversion, and dynamic load protection | 7 | Wall/Pedestal | 1 | TC | 3 months or less
AC | Evnex | E2 -28SA | 8m charging lead,Type 2 connector,s GSM and WiFi communication, solar diversion, and dynamic load protection | 7 | Wall/Pedestal | 1 | TC | 3 months or less
AC | Evnex | E2 -28ST | 8m charging lead,Type 2 connector,s GSM and WiFi communication, solar diversion, and dynamic load protection | 7 | Wall/Pedestal | 1 | TC | 3 months or less
AC | Evnex | E2 -28VO | 8m charging lead,Type 2 connector,s GSM and WiFi communication, solar diversion, and dynamic load protection | 7 | Wall/Pedestal | 1 | TC | 3 months or less
AC | Evnex | X7 -T2S -GXX | Evnex 1 x Type 2 socket, grey enclosure | 7 | Wall/Pedestal | 1 | S | 3 months or less
AC | Evnex | X7 -T2T -GXX | Evnex 1 x 5 -meter Type 2 tethered charging cable, grey enclosure | 7 | Wall/Pedestal | 1 | TC | 3 months or less
AC | Evnex | X7 -T2S -WXX | Evnex 1 x Type 2 socket, white enclosure | 7 | Wall/Pedestal | 1 | S | 3 months or less
AC | Evnex | X7 -T2T -WXX | Evnex 1 x 5 -meter Type 2 tethered charging cable, white enclosure | 7 | Wall/Pedestal | 1 | TC | 3 months or less
AC | Evnex | X22 -T2S -GXX | Evnex 1 x Type 2 socket, grey enclosure | 7 | Wall/Pedestal | 1 | S | 3 months or less
AC | Evnex | X22-T2T-GXX | Evnex 1 x 5-meter Type 2 tethered charging cable, grey enclosure | 7 | Wall/Pedestal | 1 | TC | 3 months or less
AC | Evnex | X22-T2S-WXX | Evnex 1 x Type 2 socket, white enclosure | 7 | Wall/Pedestal | 1 | S | 3 months or less
AC | Evnex | X22-T2T- WXX | Evnex 1 x 5-meter Type 2 tethered charging cable, white enclosure | 7 | Wall/Pedestal | 1 | TC | 3 months or less
AC | Evolution | Auriga-W7 | Auriga-W7 Single Phase 7kW Untethered Wall/Post Mount EV Charger | 7 | Wall | 1 | S | 3 months or less
AC | EVolution | Auriga-W22 | Auriga-W22 Three Phase 22kW Untethered Wall/Post Mount EV Charge | 22 | Wall | 1 | S | 3 months or less
AC | EVolution | Auriga-PP7 | Auriga-PP7 Single Phase 7kW Pedestal Credit Card Payment EV Charger | 7 | Wall | 1 | S | 3 months or less
AC | EVolution | Auriga-PP22 | Auriga-PP22 Three Phase 22kW Pedestal Credit Card Payment EV Charger | 22 | Wall | 1 | S | 3 months or less
AC | EVUp | EVOAUR7x2PPOCPP | AURIGA Dual Port 7kW c/w OCPP | 7 | Wall | 2 | S | 3 months or less
AC | EVUp | EVOAUR22x2PPOCP P | AURIGA Dual Port 22kW c/w OCPP | 22 | Wall | 2 | S | 3 months or less
AC | Exicom | SpinAir 7K230-2T32-W | SpinAir 7.4kW AC EV Charger WiFi | 7 | Wall | 1 | TC | 3 months or less
AC | Exicom | SpinAir 7K230-2T32-W-M-R | SpinAir 7.4W AC Charger WiFi w/Modem and RFID | 7 | Wall | 1 | TC | 3 months or less
AC | Exicom | SpinAir 22K400-2T32-W | SpinAir 22kW AC Charger WiFi | 22 | Wall | 1 | TC | 3 months or less
AC | Exicom | SpinAir 22K400-2T32-W-M-R | SpinAir 22kW AC Charger WiFi w/Modem and RFID | 22 | Wall | 1 | TC | 3 months or less
AC | Fronius | Wattpilot Home 22 J | Wattpilot Home 22 J | 22 | Wall | 1 | S | 3 months or less
AC | Fronius | Wattpilot Go 22 J AUS | Wattpilot Go 22 J AUS | 22 | Wall | 1 | S | 3 months or less
AC | GARO | LS4DCM T222WO LAN | LS4 Ground Mount 2 x 22kW T2 Socket outlets + DC Protection + meter + LAN + RFID | 22 | Pedestal | 2 | S | 3 months or less
AC | GARO | LS4DCM T274WO LAN | LS4 Ground Mount 2 x 7.4kW T2 Socket outlets + DC Protection + meter + LAN + RFID | 7 | Pedestal | 2 | S | 3 months or less
AC | Growatt | THOR 7AS-S/P-V1 | Smart EV charger can be used in various scenarios | 7 | Wall | 1 | S | 3 months or less
AC | Growatt | THOR 22AS-S/P-V1 | Smart EV charger can be used in various scenarios | 22 | Wall | 1 | S | 3 months or less
AC | HeyCharge | HW18-0021M07B003 | 7kW (32A, 1-phase) electric vehicle wallbox with type 2 socket and MID meter | 7 | Wall | 1 | TC+S | 3 months or less
AC | HeyCharge | HW18- 0013PM22B004 | 22kW AC (32A, 3-phase) LCD display, certified MID meter, socket | 22 | Wall | 1 | TC+S | 3 months or less
AC | JET Charge | CHM3P22kW001 (7k W) | Chargemate 7/22kW (1-ph/3- ph) | 7 | Wall | 1 | S | 3 months or less
AC | JET Charge | CHM3P22kW001 (22k W) | Chargemate 7/22kW (1-ph/3- ph) | 22 | Wall | 1 | S | 3 months or less
AC | JET Charge | CHM3P22kW002 | Chargemate 7kW NMI (1- ph) | 7 | Wall | 1 | S | 3 months or less
AC | JET Charge | CHM3P22kW003 | Chargemate 22kW NMI (3- ph) | 22 | Wall | 1 | S | 3 months or less
AC | JET Charge | CHM3P22kW001-4G (7kW) | Chargemate 7/22kW with 4G | 7 | Wall | 1 | S | 3 months or less
AC | JET Charge | CHM3P22kW001-4G (22kW) | Chargemate 7/22kW with 4G | 22 | Wall | 1 | S | 3 months or less
AC | JET Charge | CHM3P22kW002-4G | ChargeMate 7kW NMI with 4G | 7 | Wall | 1 | S | 3 months or less
AC | JET Charge | CHM3P22kW003-4G | ChargeMate 22kW NMI with 4G | 22 | Wall | 1 | S | 3 months or less
AC | Joint Tech | X2, PN:SV-EVX2-22LW-3P-5M | AC EV Charger 3 Phase Tethered | 22 | Wall | 1 | TC | 3 months or less
AC | KarChargers | Wallbox_fleet_socket | 22kW - Wallbox - Socket | 22 | Wall | 1 | S | 3 months or less
AC | KarChargers | Wallbox_fleet_cable | 22kW - Wallbox - Cable | 22 | Wall | 1 | TC | 3 months or less
AC | KarChargers | Wallbox_Professional_ Socket | 22kW - Wallbox - Socket - Sim | 22 | Wall | 1 | S | 3 months or less
AC | KarChargers | Wallbox_Professional_ Cable | 22kW - Wallbox - Cable - Sim | 22 | Wall | 1 | TC | 3 months or less
AC | KarChargers | Tower_Pro_DualSock et | 22kW - Tower - Socket - Sim | 22 | Wall | 2 | S | 3 months or less
AC | Landis+Gyr | G-PC1Z7EY10 (7 kW) | INCH Pro with LCD, 7.4kW or 22kW, socket, MCB OC+dI DC, RFID, Ethernet | 7 | Wall/Pedestal | 1 | S | 3 months or less
AC | Landis+Gyr | G-PC1Z7EY10 (22 kW) | INCH Pro with LCD, 7.4kW or 22kW, socket, MCB OC+dI DC, RFID, Ethernet | 22 | Wall/Pedestal | 1 | S | 3 months or less
AC | Landis+Gyr | G-PC1Z7EY20 (7 kW) | INCH Pro with LCD, 7.4kW or 22kW, socket, MCB OC+dI DC, RFID, WiFi, Ethernet | 7 | Wall/Pedestal | 1 | S | 3 months or less
AC | Landis+Gyr | G-PC1Z7EY20 (22 kW) | INCH Pro with LCD, 7.4kW or 22kW, socket, MCB OC+dI DC, RFID, WiFi, Ethernet | 22 | Wall/Pedestal | 1 | S | 3 months or less
AC | Landis+Gyr | G-PC1Z7EYA0 (7 kW) | INCH Pro with LCD, 7.4kW or 22kW, socket, MCB OC+dI DC, RFID, LTE, Ethernet | 7 | Wall/Pedestal | 1 | S | 3 months or less
AC | Landis+Gyr | G-PC1Z7EYA0 (22 kW) | INCH Pro with LCD, 7.4kW or 22kW, socket, MCB OC+dI DC, RFID, LTE, Ethernet | 22 | Wall/Pedestal | 1 | S | 3 months or less
AC | Landis+Gyr | G-PC1V7EY10 (7 kW) | INCH Pro with LCD, 7.4kW or 22kW, 5m cable, MCB OC+dI DC, RFID, Ethernet | 7 | Wall/Pedestal | 1 | TC | 3 months or less
AC | Landis+Gyr | G-PC1V7EY10 (22 kW) | INCH Pro with LCD, 7.4kW or 22kW, 5m cable, MCB OC+dI DC, RFID, Ethernet | 22 | Wall/Pedestal | 1 | TC | 3 months or less
AC | Landis+Gyr | G-PC1V7EY20 (7 kW) | INCH Pro with LCD, 7.4kW or 22kW, 5m cable, MCB OC+dI DC, RFID, WiFi, Ethernet | 7 | Wall/Pedestal | 1 | TC | 3 months or less
AC | Landis+Gyr | G-PC1V7EY20 (22 kW) | INCH Pro with LCD, 7.4kW or 22kW, 5m cable, MCB OC+dI DC, RFID, WiFi, Ethernet | 22 | Wall/Pedestal | 1 | TC | 3 months or less
AC | Landis+Gyr | G-PC1V7EYA0 (7 kW) | INCH Pro with LCD, 7.4kW or 22kW, 5m cable, MCB OC+dI DC, RFID, LTE, Ethernet | 7 | Wall/Pedestal | 1 | TC | 3 months or less
AC | Landis+Gyr | G-PC1V7EYA0 (22 kW) | INCH Pro with LCD, 7.4kW or 22kW, 5m cable, MCB OC+dI DC, RFID, LTE, Ethernet | 22 | Wall/Pedestal | 1 | TC | 3 months or less
AC | Landis+Gyr | G-PC1Z5EY10 (7 kW) | INCH Pro with LCD, 7.4kW or 22kW, socket, RCD+dl DC, RFID, Ethernet | 7 | Wall/Pedestal | 1 | S | 3 months or less
AC | Landis+Gyr | G-PC1Z5EY10 (22 kW) | INCH Pro with LCD, 7.4kW or 22kW, socket, RCD+dl DC, RFID, Ethernet | 22 | Wall/Pedestal | 1 | S | 3 months or less
AC | Landis+Gyr | G-PC1Z5EY20 (7 kW) | INCH Pro with LCD, 7.4kW or 22kW, socket, RCD+dI DC, RFID, WiFi, Ethernet | 7 | Wall/Pedestal | 1 | S | 3 months or less
AC | Landis+Gyr | G-PC1Z5EY20 (22 kW) | INCH Pro with LCD, 7.4kW or 22kW, socket, RCD+dI DC, RFID, WiFi, Ethernet | 22 | Wall/Pedestal | 1 | S | 3 months or less
AC | Landis+Gyr | G-PC1Z5EYA0 (7 kW) | INCH Pro with LCD, 7.4kW or 22kW, socket, RCD+dI DC, RFID, LTE, Ethernet | 7 | Wall/Pedestal | 1 | S | 3 months or less
AC | Landis+Gyr | G-PC1Z5EYA0 (22 kW) | INCH Pro with LCD, 7.4kW or 22kW, socket, RCD+dI DC, RFID, LTE, Ethernet | 22 | Wall/Pedestal | 1 | S | 3 months or less
AC | Landis+Gyr | G-PC1V5EY10 (7 kW) | INCH Pro with LCD, 7.4kW or 22kW, 5m cable, RCD+dl DC, RFID, Ethernet | 7 | Wall/Pedestal | 1 | TC | 3 months or less
AC | Landis+Gyr | G-PC1V5EY10 (22 kW) | INCH Pro with LCD, 7.4kW or 22kW, 5m cable, RCD+dl DC, RFID, Ethernet | 22 | Wall/Pedestal | 1 | TC | 3 months or less
AC | Landis+Gyr | G-PC1V5EY20 (7 kW) | INCH Pro with LCD, 7.4kW or 22kW, 5m cable, RCD+dl DC, RFID, WiFI, Ethernet | 7 | Wall/Pedestal | 1 | TC | 3 months or less
AC | Landis+Gyr | G-PC1V5EY20 (22 kW) | INCH Pro with LCD, 7.4kW or 22kW, 5m cable, RCD+dl DC, RFID, WiFI, Ethernet | 22 | Wall/Pedestal | 1 | TC | 3 months or less
AC | Landis+Gyr | G-PC1V5EYA0 (7 kW) | INCH Pro with LCD, 7.4kW or 22kW, 5m cable, RCD+dI DC, RFID, LTE, Ethernet | 7 | Wall/Pedestal | 1 | TC | 3 months or less
AC | Landis+Gyr | G-PC1V5EYA0 (22 kW) | INCH Pro with LCD, 7.4kW or 22kW, 5m cable, RCD+dI DC, RFID, LTE, Ethernet | 22 | Wall/Pedestal | 1 | TC | 3 months or less
AC | Landis+Gyr | G-PC1ZBFY10 (7 kW) | INCH Pro with LCD, 7.4kW or 22kW, socket, MID+dI DC, MID door, RFID, Ethernet | 7 | Wall/Pedestal | 1 | S | 3 months or less
AC | Landis+Gyr | G-PC1ZBFY10 (22 kW) | INCH Pro with LCD, 7.4kW or 22kW, socket, MID+dI DC, MID door, RFID, Ethernet | 22 | Wall/Pedestal | 1 | S | 3 months or less
AC | Landis+Gyr | G-PC1ZBFY20 (7 kW) | INCH Pro with LCD, 7.4kW or 22kW, socket, MID+dI DC, MID door, RFID, WiFi, Ethernet | 7 | Wall/Pedestal | 1 | S | 3 months or less
AC | Landis+Gyr | G-PC1ZBFY20 (22 kW) | INCH Pro with LCD, 7.4kW or 22kW, socket, MID+dI DC, MID door, RFID, WiFi, Ethernet | 22 | Wall/Pedestal | 1 | S | 3 months or less
AC | Landis+Gyr | G-PC1ZBFYA0 (7 kW) | INCH Pro with LCD, 7.4kW or 22kW, socket, MID+dI DC, MID door, RFID, LTE, Ethernet | 7 | Wall/Pedestal | 1 | S | 3 months or less
AC | Landis+Gyr | G-PC1ZBFYA0 (22 kW) | INCH Pro with LCD, 7.4kW or 22kW, socket, MID+dI DC, MID door, RFID, LTE, Ethernet | 22 | Wall/Pedestal | 1 | S | 3 months or less
AC | Landis+Gyr | G-PC1VBFY10 (7 kW) | INCH Pro with LCD, 7.4kW or 22kW, 5m cable, MID+dI DC, MID door, RFID, Ethernet | 7 | Wall/Pedestal | 1 | TC | 3 months or less
AC | Landis+Gyr | G-PC1VBFY10 (22 kW) | INCH Pro with LCD, 7.4kW or 22kW, 5m cable, MID+dI DC, MID door, RFID, Ethernet | 22 | Wall/Pedestal | 1 | TC | 3 months or less
AC | Landis+Gyr | G-PC1VBFY20 (7 kW) | INCH Pro with LCD, 7.4kW or 22kW, 5m cable, MID+dI DC, MID door, RFID, WiFi, Ethernet | 7 | Wall/Pedestal | 1 | TC | 3 months or less
AC | Landis+Gyr | G-PC1VBFY20 (22 kW) | INCH Pro with LCD, 7.4kW or 22kW, 5m cable, MID+dI DC, MID door, RFID, WiFi, Ethernet | 22 | Wall/Pedestal | 1 | TC | 3 months or less
AC | Landis+Gyr | G-PC1VBFYA0 (7 kW) | INCH Pro with LCD, 7.4kW or 22kW, 5m cable, MID+dl DC, MID door, RFID, LTE, Ethernet | 7 | Wall/Pedestal | 1 | TC | 3 months or less
AC | Landis+Gyr | G-PC1VBFYA0 (22 kW) | INCH Pro with LCD, 7.4kW or 22kW, 5m cable, MID+dl DC, MID door, RFID, LTE, Ethernet | 22 | Wall/Pedestal | 1 | TC | 3 months or less
AC | Landis+Gyr | G-DC3ZFBY10 | INCH Duo with LCD, 22kW, RFID, MID meters, dI DC fault current detection, RCDA, 2x Type 2 socket+locking, Ethernet | 22 | Pedestal | 2 | S | 3 months or less
AC | Landis+Gyr | G-DC3ZFBYA0 | INCH Duo with LCD, 22kW, RFID, MID meters, dI DC fault current detection, RCDA, 2x Type 2 socket+locking, Ethernet + LTE modem | 22 | Pedestal | 2 | S | 3 months or less
AC | Landis+Gyr | G-DC3ZFBY10-C00 | INCH Duo with LCD, 22kW, RFID, MID meters, dI DC fault current detection, RCDA, 2x Type 2 socket+locking, Ethernet + LTE router Teltonika RUT240 | 22 | Pedestal | 2 | S | 3 months or less
AC | Landis+Gyr | G-DC3ZFBY10-C09 | INCH Duo with LCD, 22kW, RFID, MID meters, dI DC fault current detection, RCDA, 2x Type 2 socket+locking, Ethernet + LTE router Teltonika RUT240 + 5-port network switch | 22 | Pedestal | 2 | S | 3 months or less
AC | LITEON Technology | Intelligent (7 kW) | Intelligent Type 2, 1 Phase, 7.6kW, OCPP 1.6, RFID, LTE, MID Meter, RCD, Type A, 5M Cable | 7 | Wall | 1 | TC | 3 months or less
AC | LITEON Technology | Intelligent (22 kW) | Intelligent Type 2, 3 Phase, 22kW, OCPP 1.6, RFID, LTE, MID Meter, RCD, Type A, 5M Cable | 22 | Wall | 1 | TC | 3 months or less
AC | Magellan | EV Charger 7KW 1PH | Magellan Power 7kW 1PH AC EV Charger | 7 | Wall/Pedestal | 1 | TC | 3 months or less
AC | Magellan | EV Charger 22KW 3PH | Magellan Power 22kW 3PH AC EV Charger | 22 | Wall/Pedestal | 1 | TC | 3 months or less
AC | Micro-Star International Co Ltd | MS-XP01LP-T | MSI EV Life Plus 7kW, RFID, WiFI, (LTE) | 7 | Wall/Pedestal | 1 | TC | 3 months or less
AC | Micro-Star International Co Ltd | MS-XP01LP-T-Solar | MSI EV Life Plus 7kW, RFID, WiFI, (LTE) & CT Clamp | 7 | Wall/Pedestal | 1 | TC | 3 months or less
AC | Micro-Star International Co Ltd | MS-XP01P-T | MSI EV Premium 7kW, RFID, WiFI, (LTE), LCD display | 7 | Wall/Pedestal | 1 | TC | 3 months or less
AC | Micro-Star International Co Ltd | MS-XP01P-T-Solar | MSI EV Premium 7kW, RFID, WiFI, (LTE), LCD display & CT Clamp | 7 | Wall/Pedestal | 1 | TC | 3 months or less
AC | Micro-Star International Co Ltd | MS-C801LM-T-Solar | MSI Eco Life Max 22kW, BT, RFID, WiFI, (LTE) & CT Clamp | 22 | Wall/Pedestal | 1 | TC | 3 months or less
AC | Micro-Star International Co Ltd | MS-C801LM-UT-Solar | MSI Eco Life Max 22kW, BT, RFID, WiFI, (LTE) & CT Clamp, Socketed | 22 | Wall/Pedestal | 1 | S | 3 months or less
AC | Micro-Star International Co Ltd | MS-C801PM-T-Solar | MSI Eco Premium Max 22kW, BT, RFID, WiFI, (LTE) & CT Clamp, LCD display | 22 | Wall/Pedestal | 1 | TC | 3 months or less
AC | Micro-Star International Co Ltd | MS-C801PM-UT-Solar | MSI Eco Premium Max 22kW, BT, RFID, WiFI, (LTE) & CT Clamp, LCD display, Socketed | 22 | Wall/Pedestal | 1 | S | 3 months or less
AC | Micro-Star International Co Ltd | MS-C802L-T-Solar | MSI Eco Life 7kW, BT, RFID, WiFI, (LTE) & CT Clamp | 7 | Wall/Pedestal | 1 | TC | 3 months or less
AC | Micro-Star International Co Ltd | MS-C802P-T-Solar | MSI Eco Premium 7kW, BT, RFID, WiFI, (LTE) & CT Clamp, LCD display | 7 | Wall/Pedestal | 1 | TC | 3 months or less
AC | Murray EVC | MEVC-AC-BP-07-1SHMI | RechargeME Charging Station AC 7 BP Bollard | 7 | Wall/Pedestal | 1 | S | 3 months or less
AC | Murray EVC | MEVC-AC-BP-14-2SHMI | RechargeME Charging Station AC 14 BP Bollard Dual | 7 | Wall | 2 | S | 3 months or less
AC | Murray EVC | MEVC-AC-BP-22-1SHMI | RechargeME Charging Station AC 22 BP Bollard | 22 | Wall | 1 | S | 3 months or less
AC | Murray EVC | MEVC-AC-BP-44-2SHMI | RechargeME Charging Station AC 44 BP Bollard Dual | 22 | Wall | 2 | S | 3 months or less
AC | Murray EVC | MEVC-AC-WB-07- 1S/C-HMI | RechargeME Charging Station AC 7 WB Wallbox | 7 | Wall | 1 | TC+S | 3 months or less
AC | Murray EVC | MEVC-AC-WB-14- 2S/C-HMI | RechargeME Charging Station AC 14 WB Wallbox Dual | 7 | Wall | 2 | TC+S | 3 months or less
AC | Murray EVC | MEVC-AC-WB-22- 1S/C-HMI | RechargeME Charging Station AC 22 WB Wallbox | 22 | Wall | 1 | TC+S | 3 months or less
AC | Murray EVC | MEVC-AC-WB-44- 2S/C-HMI | RechargeME Charging Station AC 44 WB Wallbox Dual | 22 | Wall | 2 | TC+S | 3 months or less
AC | Myenergi | ZAPPI-2H07TB | 7kW Tethered Black | 7 | Wall | 1 | TC | 3 months or less
AC | Myenergi | ZAPPI-2H07TW | 7kW Tethered White | 7 | Wall | 1 | TC | 3 months or less
AC | Myenergi | ZAPPI-2H07UB | 7kW Untethered Black | 7 | Wall | 1 | S | 3 months or less
AC | Myenergi | ZAPPI-2H07UW | 7kW Untethered White | 7 | Wall | 1 | S | 3 months or less
AC | Myenergi | ZAPPI-2H22TB | 22kW Tethered Black | 22 | Wall | 1 | TC | 3 months or less
AC | Myenergi | ZAPPI-2H22TW | 22kW Tethered White | 22 | Wall | 1 | TC | 3 months or less
AC | Myenergi | ZAPPI-2H22UB | 22kW Untethered White | 22 | Wall | 1 | S | 3 months or less
AC | Myenergi | ZAPPI-2H22UW | 22kW Untethered White | 22 | Wall | 1 | S | 3 months or less
AC | Nayax | EV Meter Pay2 EVMBS004GEUY10 | Dual 7-22Kw AC Charger with Credit Card Payment Terminal | 22 | Wall | 2 | S | 3 months or less
AC | Nayax | EVMBC004GEUY10 | 22 Kw Cable and Plug complete with contactless payment terminal Debit & Credit Cards Mobile & NFC Payments | 22 | Wall | 1 | TC | 3 months or less
AC | Nayax | EVMBS004GEUY01 | 22 Kw Single Socket complete with contactless payment terminal Debit & Credit Cards | 22 | Wall | 1 | S | 3 months or less
AC | Ningo Yourlite Imp. & Exp | X3, PN:SV-EVX3-7-WE-T-5B | AC EV Charger 1 Phase tethered | 7 | Wall | 1 | TC | 3 months or less
AC | Ningo Yourlite Imp. & Exp | X4, PN:SV-EVX4-22-WE-T-5B | AC EV Charger 3 Phase tethered | 22 | Wall | 1 | TC | 3 months or less
AC | Ningo Yourlite Imp. & Exp | X4, PN:SV-EVX4-22-WE-UT-B | AC EV Charger 3 Phase untethered | 22 | Wall | 1 | S | 3 months or less
AC | Ningo Yourlite Imp. & Exp | X3, PN:SV-EVX3-7-WE-UT-B | AC EV Charger 1 Phase untethered | 7 | Wall | 1 | S | 3 months or less
AC | Noodoe | A7 | A7 7.6 kW AC charging station Ethernet/Wi -Fi, RFID reader, 5 metre cable, 2 -year parts only warranty | 7 | Wall | 1 | TC | 3 months or less
AC | Noodoe | A7i | A7i 7.6 kW AC charging station Ethernet/4G, RFID reader, 5 metre cable, 2 -year parts only warranty | 7 | Wall/Pedestal | 1 | TC | 3 months or less
AC | Noodoe | AC7P | AC7P Premium 7.6 kW AC charging station Ethernet/Wi -Fi, RFID reader, 5 metre cable, 2 -year parts only warranty | 7 | Wall/Pedestal | 1 | TC | 3 months or less
AC | Noodoe | A22 | A22 22 kW AC charging station Ethernet/Wi -Fi, RFID reader, 5 metre cable, 2 -year parts only warranty | 22 | Wall/Pedestal | 1 | TC | 3 months or less
AC | Noodoe | A22i | A22i 22 kW AC charging station Ethernet/4G, RFID reader, 5 metre cable, 2 -year parts only warranty | 22 | Wall/Pedestal | 1 | TC | 3 months or less
AC | Ocular Charging | IOCAW12-7S | Ocular IQ Commercial Single Phase 7kW Universal | 7 | Wall/Pedestal | 1 | S | 3 months or less
AC | Ocular Charging | IOCAW12-22S | Ocular IQ Commercial Three Phase 22kW Universal | 22 | Wall/Pedestal | 1 | S | 3 months or less
AC | Ocular Charging | IOCAW05C-7T | Ocular IQ Commercial Single Phase 7kW with Type 2 Lead | 7 | Wall/Pedestal | 1 | TC | 3 months or less
AC | Ocular Charging | IOCAW05C-22T | Ocular IQ Commercial Three Phase 22kW with Type 2 Lead | 22 | Wall/Pedestal | 1 | TC | 3 months or less
AC | Ocular Charging | IOCAW05C-7T 4G | Ocular IQ Commercial Single Phase 7kW with Type 2 Lead with 4G | 7 | Wall/Pedestal | 1 | TC | 3 months or less
AC | Ocular Charging | IOCAW05C-22T 4G | Ocular IQ Commercial Three Phase 22kW with Type 2 Lead with 4G | 22 | Wall/Pedestal | 1 | TC | 3 months or less
AC | Ocular Charging | IOCAP26-22SE-RW4 | Ocular Tower Dual Three Phase 22kW 4G - Universal | 22 | Pedestal | 2 | S | 3 months or less
AC | Ocular Charging | IOCAP06C-7T 4G | Ocular Tower Dual Single Phase 7kW 4G - w/5m Cables | 7 | Pedestal | 2 | TC | 3 months or less
AC | Ocular Charging | IOCAH13-22S | Ocular IQ Wallbox Three Phase 22kW Universal | 22 | Wall/Pedestal | 1 | S | 3 months or less
AC | Ocular Charging | IOCAH13-22T | Ocular IQ Wallbox Three Phase 22kW with Type 2 Lead | 22 | Wall/Pedestal | 1 | TC | 3 months or less
AC | Ocular Charging | IOCAH13-7S | Ocular IQ Wallbox Single Phase 7kW Universal | 7 | Wall/Pedestal | 1 | S | 3 months or less
AC | Ocular Charging | IOCAH13-7T | Ocular IQ Wallbox Single Phase 7kW with Type 2 Lead | 7 | Wall/Pedestal | 1 | TC | 3 months or less
AC | Ocular Charging | IOCAH30-22TE-CRW4 | Ocular IQ Home Three Phase 22kW with Type 2 Lead & CT Clamps | 22 | Wall/Pedestal | 1 | TC | 3 months or less
AC | Ocular Charging | IOCAH30-7TE-CRW4 | Ocular IQ Home Single Phase 7kW with Type 2 Lead & CT Clamp | 7 | Wall/Pedestal | 1 | TC | 3 months or less
AC | Ocular Charging | IOCAP06C-22S 4G-CC | Ocular Tower Dual Three Phase 22kW 4G -Universal With Credit Card Module | 22 | Pedestal | 2 | S | 3 months or less
AC | Ocular Charging | IOCAP06C-22T 4G-CC | Ocular Tower Dual Three Phase 22kW 4G - w/5m Cables With Credit Card Module | 22 | Pedestal | 2 | TC | 3 months or less
AC | Ocular Charging | IOCAH30-7TE-CRW4-M | Ocular IQ Mini Single Phase 7kW with Type 2 Lead | 7 | Wall | 1 | TC | 3 months or less
AC | Ocular Charging | IOCAH30-22TE-CRW4-M | Ocular IQ Mini Three Phase 22kW with Type 2 Lead | 22 | Wall | 1 | TC | 3 months or less
AC | Ocular Charging | IOCAH30-7SE-CRW4-M | Ocular IQ Mini Single Phase 7kW | 7 | Wall | 1 | S | 3 months or less
AC | Ocular Charging | IOCAH30-22SE-CRW4-M | Ocular IQ Mini Three Phase 22kW | 22 | Wall | 1 | S | 3 months or less
AC | Ocular Charging | IOCAW12-7T | Ocular IQ Commercial Single Phase 7kW with Type 2 Lead | 7 | Wall/Pedestal | 1 | TC | 3 months or less
AC | Ocular Charging | IOCAW12-22T | Ocular IQ Commercial Three Phase 22kW with Type 2 Lead | 22 | Wall/Pedestal | 1 | TC | 3 months or less
AC | Ocular Charging | IOCAW12-7S-4G | Ocular IQ Commercial Single Phase 7kW Universal with 4G | 7 | Wall/Pedestal | 1 | S | 3 months or less
AC | Ocular Charging | IOCAW12-22S-4G | Ocular IQ Commercial Three Phase 22kW Universal with 4G | 22 | Wall/Pedestal | 1 | S | 3 months or less
AC | Ocular Charging | IOCAW12-7T-4G | Ocular IQ Commercial Single Phase 7kW with Type 2 Lead with 4G | 7 | Wall/Pedestal | 1 | TC | 3 months or less
AC | Ocular Charging | IOCAW12-22T-4G | Ocular IQ Commercial Three Phase 22kW with Type 2 Lead with 4G | 22 | Wall/Pedestal | 1 | TC | 3 months or less
AC | Ocular Charging | IOCAP26-7SE-RW4 | Ocular Tower Dual Single Phase 7kW 4G - Universal | 7 | Pedestal | 2 | S | 3 months or less
AC | Ocular Charging | IOCAP26-7TE-RW4 | Ocular Tower Dual Single Phase 7kW 4G - w/5m Cables | 7 | Pedestal | 2 | TC | 3 months or less
AC | Ocular Charging | IOCAP26-22TE-RW4 | Ocular Tower Dual Three Phase 22kW 4G - w/5m Cables | 22 | Pedestal | 2 | TC | 3 months or less
AC | Ocular Charging | IOCAP25-22SE-RW4 | Ocular Kiosk Dual Port Three Phase 22kW 55 inch | 22 | Pedestal | 2 | S | 3 months or less
AC | Ohme | EP0-07AU-WI-BLSTD-01 | Ohme ePod 7kW Smart Charger | 7 | Wall | 1 | S | 3 months or less
AC | Orbis | OB94U220 | Viaris Uni 230V SP 7.4kW 5m cable T2 | 7 | Wall | 1 | TC | 3 months or less
AC | Orbis | OB94U2A0 | Viaris Uni 230V SP 7.4kW 10m cable T2 | 7 | Wall | 1 | TC | 3 months or less
AC | Orbis | OB94U2C0 | Viaris Uni 230V SP 7.4kW Outlet T2 Shutter | 7 | Wall | 1 | S | 3 months or less
AC | Orbis | OB94U720 | Viaris Uni 400V TP 22kW 5m cable T2 | 22 | Wall | 1 | TC | 3 months or less
AC | Orbis | OB94U7A0 | Viaris Uni 400V TP 22kW 10m cable T2 | 22 | Wall | 1 | TC | 3 months or less
AC | Orbis | OB94U7C0 | Viaris Uni 400V TP 22kW Outlet T2 Shutter | 22 | Wall | 1 | S | 3 months or less
AC | Orbis | OB94P220 | Viaris Combi + 230V 7.4kW 5m cable with connector Type 2 | 7 | Wall | 1 | TC | 3 months or less
AC | Orbis | OB94P222 | Viaris Combi + 230V 7.4kW + 7.4kW 5m cable with connector Type 2 + 5m cable with connector Type 2 | 7 | Wall | 2 | TC | 3 months or less
AC | Orbis | OB94P22C | Viaris Combi + 230V 7.4kW + 7.4kW 5m cable with connector Type 2 + Outlet Type 2 with shutter | 7 | Wall | 2 | TC+S | 3 months or less
AC | Orbis | OB94P2A0 | Viaris Combi + 230V 7.4kW 10m cable with connector Type 2 | 7 | Wall | 1 | TC | 3 months or less
AC | Orbis | OB94P2AA | Viaris Combi + 230V 7.4kW + 7.4kW 10m cable with connector Type 2 + 10m cable with connector Type 2 | 7 | Wall | 2 | TC | 3 months or less
AC | Orbis | OB94P2B.C. | Viaris Combi + 230V 7.4kW + 7.4kW 10m cable with connector Type 2 + Outlet Type 2 with shutter | 7 | Wall | 2 | TC+S | 3 months or less
AC | Orbis | OB94P2C0 | Viaris Combi + 230V 7.4kW Outlet Type 2 with shutter | 7 | Wall | 1 | S | 3 months or less
AC | Orbis | OB94P2CC | Viaris Combi + 230V 7.4kW + 7.4kW Outlet Type 2 with shutter + Outlet Type 2 with shutter | 7 | Wall | 2 | TC+S | 3 months or less
AC | Orbis | OB94P720 | Viaris Combi + 400V 22kW 5m cable with connector Type 2 | 22 | Wall | 1 | TC | 3 months or less
AC | Orbis | OB94P722 | Viaris Combi + 400V 22kW + 22kW 5m cable with connector Type | 22 | Wall | 2 | TC | 3 months or less
AC | Orbis | OB94P72C | Viaris Combi + 400V 22kW + 22kW 5m cable with connector Type 2 + Outlet Type 2 with shutter | 22 | Wall | 2 | TC+S | 3 months or less
AC | Orbis | OB94P7A0 | Viaris Combi + 400V 22kW 10m cable with connector Type 2 | 22 | Wall | 1 | TC | 3 months or less
AC | Orbis | OB94P7AA | Viaris Combi + 400V 22kW + 22kW 10m cable with connector Type 2 + 10m cable with connector Type 2 | 22 | Wall | 2 | TC | 3 months or less
AC | Orbis | OB94P7AC | Viaris Combi + 400V 22kW + 22kW 10m cable with connector Type 2 + Outlet Type 2 with shutter | 22 | Wall | 2 | TC+S | 3 months or less
AC | Orbis | OB94P7C0 | Viaris Combi + 400V 22kW Outlet Type 2 with shutter | 22 | Wall | 1 | S | 3 months or less
AC | Orbis | OB94P7CC | Viaris Combi + 400V 22kW + 22kW Outlet Type 2 with shutter + Outlet Type 2 with shutter | 22 | Wall | 2 | S | 3 months or less
AC | Orbis | OB94C7CCKA2 | Twin 22kw Type 2 outlet floor standing commercial charger | 22 | Pedestal | 2 | S | 3 months or less
AC | Pioneer IoT | AC7 | Pioneer AC 7kw EV Charger, 1x Type 2 Plug or Socket, Touch screen, RFID WIFI+Ethernet+4G,Wall Mount Kit | 7 | Wall | 1 | S | 3 months or less
AC | Pioneer IoT | AC22 | Pioneer AC 22kw EV Charger, 1x Type 2 Plug or Socket, Touch screen, RFID WIFI+Ethernet+4G,Wall Mount Kit | 22 | Wall | 1 | S | 3 months or less
AC | Pioneer IoT | AC2x22 | Pioneer AC 2x 22kw Small EV Charger, 2x Type 2 Plug or Socket, Touch screen, RFID WIFI+Ethernet+4G | 22 | Wall | 2 | S | 3 months or less
AC | Pioneer IoT | PTS-EVC7-002C | EV AC 7kW Charger Charging Plug: Type 2 Rated Power: 7kW | 7 | Wall | 1 | TC | 3 months or less
AC | Pioneer IoT | PTS-EVC22-002C | EV AC 22kw Charger Charging Plug: Type 2 Rated Power: 22kWTouch screen Commercial Use; RFID WIFI+Ethernet+4G, Type B RCD, Wall Mount Kit | 22 | Wall | 1 | TC | 3 months or less
AC | Plusrite | EV7.4KW/DLB/T2 | 7.4kW AC/Charger wall mounted, 1 phase, WIFI, Bluetooth, Dynamic Load Balancing Box | 7 | Wall | 1 | TC | 3 months or less
AC | Plusrite | EV22KW/DLB/T2 | 22kW AC/Charger wall mounted, 3 phase, WIFI, Bluetooth, Dynamic Load Balancing Box | 22 | Wall | 1 | TC | 3 months or less
AC | Scame Parre S.p.A | 205.W74-S | WALLBOX BE-W2 T2 5M 7KW LCD MID ETH | 7 | Wall | 1 | TC | 3 months or less
AC | Scame Parre S.p.A | 205.W74-S0 | WALLBOX BE-W2 T2 5M 7KW LCD MID ETH | 7 | Wall | 1 | TC | 3 months or less
AC | Scame Parre S.p.A | 205.W85-D | WALLBOX BE-W2 T2 22kW LCD MID RUT 4G | 22 | Wall | 1 | S | 3 months or less
AC | Scame Parre S.p.A | 205.W85-S | WALLBOX BE-W2 T2 5M 7kW LCD MID RUT 4G | 7 | Wall | 1 | TC | 3 months or less
AC | Scame Parre S.p.A | 205.W85-S0 | WALL BOX BE-W NET TETHERED (4M) T2 7.4kW, MID, RFID, 4G/WIFI | 7 | Wall | 1 | TC | 3 months or less
AC | Scame Parre S.p.A | 205.W78-S0 | WALL BOX BE-W NET TETHERED (4M) T2 7.4kW, MID, RFID, PM | 7 | Wall | 1 | TC | 3 months or less
AC | Scame Parre S.p.A | 205.W86-S0 | WALL BOX BE-W NET TETHERED (4M) T2 7.4kW, MID, RFID, PM | 7 | Wall | 1 | TC | 3 months or less
AC | Scame Parre S.p.A | 205.W74-U | WALLBOX BE-W2 T2 5M 22kW LCD MID ETH | 22 | Wall | 1 | TC | 3 months or less
AC | Scame Parre S.p.A | 205.W74-U0 | WALL BOX BE-W NET TETHERED (4M) T2 22kW, MID, RFID | 22 | Wall | 1 | TC | 3 months or less
AC | Scame Parre S.p.A | 205.W85-U | WALLBOX BE-W2 T2 5M 22kW LCD MID RUT 4G | 22 | Wall | 1 | TC | 3 months or less
AC | Scame Parre S.p.A | 205.W85-U0 | WALL BOX BE-W NET TETHERED (4M) T2 22kW, MID, RFID, 4G/WIFI | 22 | Wall | 1 | TC | 3 months or less
AC | Scame Parre S.p.A | 205.W78-U0 | WALL BOX BE-W NET TETHERED (4M) T2 22kW, MID, RFID, PM | 22 | Wall | 1 | TC | 3 months or less
AC | Scame Parre S.p.A | 205.W86-U0 | WALL BOX BE-W NET TETHERED (4M) T2 22kW, MID, RFID, 4G/WIFI, PM | 22 | Wall | 1 | TC | 3 months or less
AC | Scame Parre S.p.A | 205.W74-U08 | WALL BOX BE-W NET TETHERED (7.5M) T2 22kW, MID, RFID | 22 | Wall | 1 | TC | 3 months or less
AC | Scame Parre S.p.A | 205.W74-B | WALLBOX BE-W2 T2 7kW LCD MID ETH | 7 | Wall | 1 | S | 3 months or less
AC | Scame Parre S.p.A | 205.W74-B0 | WALL BOX BE-W NET SOCKET T2 7.4kW, MID, RFID | 7 | Wall | 1 | TC | 3 months or less
AC | Scame Parre S.p.A | 205.W85-B | WALLBOX BE-W2 T2 7kW LCD MID RUT 4G | 7 | Wall | 1 | S | 3 months or less
AC | Scame Parre S.p.A | 205.W85-B0 | WALL BOX BE-W NET SOCKET T2 7.4kW, MID, RFID, 4G WIFI | 7 | Wall | 1 | TC | 3 months or less
AC | Scame Parre S.p.A | 205.W78-B0 | WALL BOX BE-W NET SOCKET T2 7.4kW, MID, RFID, PM | 7 | Wall | 1 | TC | 3 months or less
AC | Scame Parre S.p.A | 205.W74-D | WALLBOX BE-W2 T2 22kW LCD MID ETH | 22 | Wall | 1 | S | 3 months or less
AC | Scame Parre S.p.A | 205.W74-D0 | WALL BOX BE-W NET SOCKET T2 22kW, MID, RFID | 22 | Wall | 1 | TC | 3 months or less
AC | Scame Parre S.p.A | 205.W78-D0 | WALL BOX BE-W NET SOCKET T2 22kW, MID, RFID, PM | 22 | Wall | 1 | TC | 3 months or less
AC | Scame Parre S.p.A | 205.W86-D0 | WALL BOX BE-W NET SOCKET T2 22kW, MID, RFID, 4G WIFI | 22 | Wall | 1 | TC | 3 months or less
AC | Scame Parre S.p.A | 205.A52-BB | PILLAR BE-A 2 SOCKETS T2 7.4kW, RCBO, MID, RFID | 7 | Pedestal | 2 | TC | 3 months or less
AC | Scame Parre S.p.A | 205.A62-BB | PILLAR BE-A 2 SOCKETS T2 7.4kW, RCBO, MID, RFID, 4G/WIFI | 7 | Pedestal | 2 | TC | 3 months or less
AC | Scame Parre S.p.A | 205.A52-DD | PILLAR BE-A 2 SOCKETS T2 22kW, RCBO, MID, RFID | 22 | Pedestal | 2 | TC | 3 months or less
AC | Scame Parre S.p.A | 205.A62-DD | PILLAR BE-A 2 SOCKETS T2 22kW, RCBO, MID, RFID, 4G/WIFI | 22 | Pedestal | 2 | TC | 3 months or less
AC | Scame Parre S.p.A | 205.B52-BB | PILLAR BE-B 2 SOCKETS T2 7.4kW, RCBO, MID, RFID | 7 | Pedestal | 2 | TC | 3 months or less
AC | Scame Parre S.p.A | 205.B62-BB | PILLAR BE-B 2 SOCKETS T2 7.4kW, RCBO, MID, RFID, 4G/WIFI | 7 | Pedestal | 2 | TC | 3 months or less
AC | Scame Parre S.p.A | 205.B52-DD | PILLAR BE-B 2 SOCKETS T2 22kW, RCBO, MID, RFID | 22 | Pedestal | 2 | TC | 3 months or less
AC | Scame Parre S.p.A | 205.B62-DD | PILLAR BE-B 2 SOCKETS T2 22kW, RCBO, MID, RFID, 4G/WIFI | 22 | Pedestal | 2 | TC | 3 months or less
AC | Scame Parre S.p.A | 205.B52-SS | PILLAR BE-B 2 TETHERED (4M) T2 7.4kW, RCBO, MID, RFID | 7 | Pedestal | 2 | TC | 3 months or less
AC | Scame Parre S.p.A | 205.B62-SS | PILLAR BE-B 2 TETHERED (4M) T2 7.4kW, RCBO, MID, RFID, 4G/WIFI | 7 | Pedestal | 2 | TC | 3 months or less
AC | Scame Parre S.p.A | 205.B52-UU | PILLAR BE-B 2 TETHERED (4M) T2 22kW, RCBO, MID, RFID | 22 | Pedestal | 2 | TC | 3 months or less
AC | Scame Parre S.p.A | 205.B62-UU | PILLAR BE-B 2 TETHERED (4M) T2 22kW, RCBO, MID, RFID, 4G/WIFI | 22 | Pedestal | 2 | TC | 3 months or less
AC | Scame Parre S.p.A | 204.CA23B-T2T2MA | PILLAR CA 2 SOCKETS T2 22kW, RCBO, MID, RFID | 22 | Pedestal | 2 | TC | 3 months or less
AC | Scame Parre S.p.A | 204.CA23B-T2T2ME | PILLAR CA 2 SOCKETS T2 22kW, RCBO, MID, RFID, 4G/WIFI | 22 | Pedestal | 2 | TC | 3 months or less
AC | Schneider Electric | EVB3S07N40M | EVlink Pro AC 7.4kw T2S 6mA MNXMID | 7 | Wall | 1 | S | 3 months or less
AC | Schneider Electric | EVB3S07NC0 | EVlink Pro AC 7.4kw Attcab 6mA MNX | 7 | Wall | 1 | TC | 3 months or less
AC | Schneider Electric | EVB3S22N4 | EVlink Pro AC 22kw T2S 6mA MNX | 22 | Wall | 1 | S | 3 months or less
AC | Schneider Electric | EVB3S22N40M | EVlink Pro AC 22kw T2S MID 3PH 6mA | 22 | Wall | 1 | S | 3 months or less
AC | Schneider Electric | EVB3S22NC0 | EVlink Pro AC 22 kw Attcab RDC-DD6mA | 22 | Wall | 1 | TC | 3 months or less
AC | Schneider Electric | EVB3S22NC0M | EVlink Pro AC 22kw AttCab MID 3PH 6mA | 22 | Wall | 1 | TC | 3 months or less
AC | Schneider Electric | EVH5A07N2C5 | Schneider Charge 7,4KW 1P+N 5M Cable | 7 | Wall | 1 | TC | 3 months or less
AC | Schneider Electric | EVH5A07N2C7 | Schneider Charge 7,4KW 3P+N 7M Cable | 7 | Wall | 1 | TC | 3 months or less
AC | Schneider Electric | EVH5A22N2S | Schneider Charge 7,4/11/22KW 1P/3PN T2S | 22 | Wall | 1 | S | 3 months or less
AC | Schneider Electric | EVB3S07N41 | EVlink Pro AC 7.4kw T2S 6mA | 7 | Wall/Pedestal | 1 | S | 3 months or less
AC | Shanghai SIGEN New Energy Technology Co., Ltd. | Sigen EVAC 7 4G T2 WH | Sigen EV AC Charger 7 kW 4G 5m Cable Type2 White | 7 | Wall | 1 | TC | 3 months or less
AC | Shanghai SIGEN New Energy Technology Co., Ltd. | Sigen EVAC 7 4G T2SH WH | Sigen EV AC Charger 7 kW 4G Type2 Socket with shutter White | 7 | Wall | 1 | S | 3 months or less
AC | Shanghai SIGEN New Energy Technology Co., Ltd. | Sigen EVAC 22 4G T2 WH | Sigen EV AC Charger 22 kW 4G 5m Cable Type2 White | 22 | Wall | 1 | TC | 3 months or less
AC | Shanghai SIGEN New Energy Technology Co., Ltd. | Sigen EVAC 22 4G T2SH WH | Sigen EV AC Charger 22 kW 4G Type2 Socket with shutter White | 22 | Wall | 1 | S | 3 months or less
AC | Shenzhen CEGN Co., Ltd. | CL5436-A07 | 7kW Slimline Charger | 7 | Wall/Pedestal | 1 | TC | 3 months or less
AC | Shenzhen CEGN Co., Ltd. | CL5436-A22 | 22kW Slimline Charger | 22 | Wall/Pedestal | 1 | TC | 3 months or less
AC | Shenzhen CEGN Co., Ltd. | CL5435-A21A | 22kW Industrial Charger | 22 | Wall/Pedestal | 1 | TC | 3 months or less
AC | Shenzhen Greenova Power Group Co.Ltd | GNS1-ENCAC007 | 7kW Single phase Home use EV charger with cable, Wall mount | 7 | Wall | 1 | TC | 3 months or less
AC | Shenzhen Greenova Power Group Co.Ltd | GNS1-ENCAC022 | 22kW Three phase Home use EV charger with cable, Wall mount | 22 | Wall | 1 | TC | 3 months or less
AC | Shenzhen Greenova Power Group Co.Ltd | GNS2-ENCAC007 | 7kW Single phase Commercial use EV charger with cable, Wall mount | 7 | Wall | 1 | TC | 3 months or less
AC | Shenzhen Greenova Power Group Co.Ltd | GNS2-ENCAC022 | 22kW Three phase Commercial use EV charger with cable, Wall mount | 22 | Wall | 1 | TC | 3 months or less
AC | Shenzhen Greenova Power Group Co.Ltd | GNS2-ENCAC007S | 7kW Single phase Commercial use EV charger Socket type, Wall mount | 7 | Wall | 1 | S | 3 months or less
AC | Shenzhen Greenova Power Group Co.Ltd | GNS2-ENCAC022S | 22kW Three phase Commercial use EV charger Socket type, Wall mount | 22 | Wall | 1 | S | 3 months or less
AC | Shenzhen Greenova Power Group Co.Ltd | GNS3-ENCAC007 | 7kW Three phase Commercial use EV charger with cable, Single port, Floor mount | 7 | Pedestal | 1 | TC | 3 months or less
AC | Shenzhen Greenova Power Group Co.Ltd | GNS3-ENCAC022 | 22kW Three phase Commercial use EV charger with cable, Dual port, Floor mount | 22 | Pedestal | 2 | TC | 3 months or less
AC | Shenzhen Greenova Power Group Co.Ltd | GNS3-ENCAC044 | 44kW Three phase Commercial use EV charger with cable, Dual port, Floor mount | 22 | Pedestal | 2 | TC | 3 months or less
AC | Shenzhen Sinexcel Electric Co Ltd | SEA230/32I-E-C | 1 Phase 7kw | 7 | Wall | 1 | TC | 3 months or less
AC | Shenzhen Sinexcel Electric Co Ltd | SEA230/32I-E-S | 1 Phase 7kw | 7 | Wall | 1 | S | 3 months or less
AC | Siemens | 8EM1310-2EH04- 0GA0 | VersiCharge, No Modem, Socket, 7kW, 1Ph | 7 | Wall | 1 | S | 3 months or less
AC | Siemens | 8EM1310-2EH04- 3GA1 | VersiCharge, Modem, Socket, 7kW, 1Ph | 7 | Wall | 1 | S | 3 months or less
AC | Siemens | 8EM1310-3EH04- 0GA0 | VersiCharge, No Modem, Socket, 22kW, 3Ph | 22 | Wall | 1 | S | 3 months or less
AC | Siemens | 8EM1310-3EH04- 3GA1 | VersiCharge, Modem, Socket, 22kW, 3Ph | 22 | Wall | 1 | S | 3 months or less
AC | Siemens | 8EM1310-2EJ04- 0GA0 | VersiCharge, No Modem, Plug, 7kW, 1Ph | 7 | Wall | 1 | TC | 3 months or less
AC | Siemens | 8EM1310-2EJ04- 3GA1 | VersiCharge, Modem, Plug, 7kW, 1Ph | 7 | Wall | 1 | TC | 3 months or less
AC | Siemens | 8EM1310-3EJ04- 0GA0 | VersiCharge, No Modem, Plug, 22kW, 3Ph | 22 | Wall | 1 | TC | 3 months or less
AC | Siemens | 8EM1310-3EJ04- 3GA1 | VersiCharge, Modem, Plug, 22kW, 3Ph | 22 | Wall | 1 | TC | 3 months or less
AC | SinExcel | SEA230/32Y-E-P | Interstellar 7kW Home/Business AC Charger - 4G/WIFI | 7 | Wall | 1 | TC | 3 months or less
AC | SinExcel | SEA230/32Y-E-D | Interstellar 7kW Home/Business AC Charger - 4G/WIFI/Touchscreen | 7 | Wall | 1 | TC | 3 months or less
AC | SinExcel | SEA40032Y-E-P | Interstellar 22kW Home/Business AC Charger - 4G/WIFI | 22 | Wall | 1 | TC | 3 months or less
AC | SinExcel | SEA40032Y-E-D | Interstellar 22kW Home/Business AC Charger - 4G/WIFI/Touchscreen | 22 | Wall | 1 | TC | 3 months or less
AC | Smappee | EVWB-332-BR-E-W | EV Wall Business Single/Three Phase, 1 x 7.4kW/22kW, Charging Socket on Right Side (Type 2) | 22 | Wall | 1 | S | 3 months or less
AC | Smappee | EVWB-332-C8R-E-W | EV Wall Business Single/Three Phase, 1 x 7.4kW/22kW, 8M Tethered Charging Lead (Type 2) | 22 | Wall | 1 | TC | 3 months or less
AC | Smappee | EVB-2332-B-E | EV Base Single/Three Phase, 2 x 7.4/22kW, Charging Socket on Both Sides (Type 2) | 22 | Wall | 2 | S | 3 months or less
AC | Smappee | EVB-2332-C5-E | EV Base Single/Three Phase, 2 x 7.4/22kW, 5M Tethered Charging Lead on Both Sides (Type 2) | 22 | Wall | 2 | TC | 3 months or less
AC | Smappee | EVOB-332-B-E-B | EV One Business 3-Phase 22 kW | 22 | Wall | 1 | S | 3 months or less
AC | Smappee | EVB-2332-B-E-B | EV Base Business Black 3-Phase 2 x 22 kW Socket | 22 | Pedestal | 2 | S | 3 months or less
AC | Smappee | EVWB-332-C8R-E-B | EV Wall Business Black 3-Phase 22 kW Type 2 cable 8m with cable holder Pack | 22 | Wall | 1 | TC | 3 months or less
AC | SolaX Power Network Technology (Zhejiang) CO.,Ltd. | X1-HAC-7P | Hyper EV-charger, X1-HAC-7P, one phase, 7kw Plug version, without LCD, with CT | 7 | Wall | 1 | TC | 3 months or less
AC | SolaX Power Network Technology (Zhejiang) CO.,Ltd. | X1-HAC-7S | Hyper EV-charger, X1-HAC-7S, one phase, 7kw，Socket version, without LCD, with CT | 7 | Wall | 1 | S | 3 months or less
AC | SolaX Power Network Technology (Zhejiang) CO.,Ltd. | X3-HAC-22P | Hyper EV-charger, X3-HAC-22P, three phase, 22kW, Plug version, without LCD, with CT | 22 | Wall | 1 | TC | 3 months or less
AC | SolaX Power Network Technology (Zhejiang) CO.,Ltd. | X3-HAC-22S | Hyper EV-charger, X3-HAC-22S, three phase, 22kW, Socket version, without LCD, with CT | 22 | Wall | 1 | S | 3 months or less
AC | Sungrow | AC22E-G2 | Sungrow 22kW AC charger with 1* type2 socket. | 22 | Wall | 1 | S | 3 months or less
AC | Teltonika | EVC121000000 | TeltoCharge 5m Cable Type 22kW (32A / 3-phase) | 22 | Wall | 1 | TC | 3 months or less
AC | Teltonika | EVC120000000 | TeltoCharge Socket Type + 22kW (32A / 3- phase) | 22 | Wall | 1 | S | 3 months or less
AC | Teltonika | EVC1010P1000 | TeltoCharge 5m Cable Type 7.4kW (32A / 1-phase) | 7 | Wall | 1 | TC | 3 months or less
AC | Teltonika | EVC1000P4011 | TeltoCharge Socket Type 7.4kW (32A / 1-phase) | 7 | Wall | 1 | S | 3 months or less
AC | Teltonika | EVC160400001 | TeltoCharge Socket Type2 7.4kW (32A / 1-phase) + CT | 7 | Wall/Pedestal | 1 | S | 3 months or less
AC | Teltonika | EVC161400001 | TeltoCharge 5m Cable Type2 7.4kW (32A / 1-phase) + CT | 7 | Wall/Pedestal | 1 | TC | 3 months or less
AC | Tesla | Gen 3 Wall Connector | Tesla Gen 3 Wall Connector compatible with both Single and Three Phase power up to 22kw which comes with a tether 7.3m charging cable. | 7 | Wall/Pedestal | 1 | TC | 3 months or less
AC | TopDon Tehnology Co. Ltd | 22kW PulseQ AC Pro | TopDon PulseQ AC Pro | 22 | Wall/Pedestal | 1 | S | 3 months or less
AC | TopDon Tehnology Co. Ltd | 7kW PulseQ AC Pro | TopDon PulseQ AC Pro | 7 | Wall/Pedestal | 1 | S | 3 months or less
AC | Tribus | TR001 | AC 7kW Charging (Socket) | 7 | Wall | 1 | S | 3 months or less
AC | Tribus | TR0002 | AC 22Kw Charging (Socket) | 22 | Wall | 1 | S | 3 months or less
AC | Wallbox | PLP1-0-2-2-9-001 | Pulsar Plus 7.4kW Type 2 5M White | 7 | Wall | 1 | TC | 3 months or less
AC | Wallbox | PLP1-0-2-2-9-002 | Pulsar Plus 7.4kW Type 2 5M Black | 7 | Wall | 1 | TC | 3 months or less
AC | Wallbox | PLP1-M-2-2-9-002 | Pulsar Plus 7.4kW Type 2 7M Black | 7 | Wall | 1 | TC | 3 months or less
AC | Wallbox | PLP1-0-2-4-9-001 | Pulsar Plus 22kW Type 2 5M White | 22 | Wall | 1 | TC | 3 months or less
AC | Wallbox | PLP1-0-2-4-9-002 | Pulsar Plus 22kW Type 2 5M Black | 22 | Wall | 1 | TC | 3 months or less
AC | Wallbox | PLP1-M-2-4-9-001 | Pulsar Plus 22kW Type 2 7M White | 22 | Wall | 1 | TC | 3 months or less
AC | Wallbox | PLP1-M-2-4-9-002 | Pulsar Plus 22kW Type 2 7M Black | 22 | Wall | 1 | TC | 3 months or less
AC | Wallbox | PLP2-0-2-2-9-001 | Pulsar Max 7.4kW Type 2 5M White | 7 | Wall | 1 | TC | 3 months or less
AC | Wallbox | PLP2-0-2-2-9-002 | Pulsar Max 7.4kW Type 2 5M Black | 7 | Wall | 1 | TC | 3 months or less
AC | Wallbox | PLP2-M-2-2-9-002 | Pulsar Max 7.4kW Type 2 7M Black | 7 | Wall | 1 | TC | 3 months or less
AC | Wallbox | PLP2-0-2-4-9-002 | Pulsar Max 22kW Type 2 5M Black | 22 | Wall | 1 | TC | 3 months or less
AC | Wallbox | PLP2-M-2-4-9-001 | Pulsar Max 22kW Type 2 7M White | 22 | Wall | 1 | TC | 3 months or less
AC | Wallbox | PLP2-M-2-4-9-002 | Pulsar Max 22kW Type 2 7M Black | 22 | Wall | 1 | S | 3 months or less
AC | Wallbox | PLP2-M-2-2-9-001 (7kW) | Pulsar Max 7.4kW - 22kW Type 2 | 7 | Wall | 1 | TC | 3 months or less
AC | Wallbox | PLP2-M-2-2-9-001 (22kW) | Pulsar Max 7.4kW - 22kW Type 2 | 22 | Wall | 1 | TC | 3 months or less
AC | Wallbox | PPR1-0-2-2-K002(7kW) | Pulsar Pro 7.4kw - 22kW Type 2 + 4G + RFID | 7 | Wall | 1 | TC | 3 months or less
AC | Wallbox | PPR1-M-2-2-K002(7kW) | Pulsar Pro 7.4kw - 22kW Type 2 + 4G + RFID | 7 | Wall | 1 | TC | 3 months or less
AC | Wallbox | PPR1-0-2-4-K002(22kW) | Pulsar Pro 7.4kw - 22kW Type 2 + 4G + RFID | 22 | Wall | 1 | TC | 3 months or less
AC | Wallbox | PPR1-M-2-4-K002(22kW) | Pulsar Pro 7.4kw - 22kW Type 2 + 4G + RFID | 22 | Wall | 1 | TC | 3 months or less
AC | Wanbang Digital Energy Co., Ltd | AC0070EN02525 | Artemis Smart 7kW | 7 | Wall/Pedestal | 1 | TC | 3 months or less
AC | Wanbang Digital Energy Co., Ltd | AC0220EN02525 | Artemis Smart 22kW | 22 | Wall/Pedestal | 1 | TC | 3 months or less
AC | Wanbang Digital Energy Co., Ltd | DH-AC0220XG58-D | Saturn 2*22kW Cable | 22 | Wall/Pedestal | 2 | TC | 3 months or less
AC | Wanbang Digital Energy Co., Ltd | DH-AC0220XG58 | Saturn 2*22kW Socket | 22 | Wall/Pedestal | 2 | S | 3 months or less
AC | Wanbang Digital Energy Co., Ltd | AC0220EN03632 | Arc 22kW Cable | 22 | Wall/Pedestal | 1 | TC | 3 months or less
AC | Wanbang Digital Energy Co., Ltd | AC0220EN03630 | Arc 22kW Socket | 22 | Wall/Pedestal | 1 | S | 3 months or less
AC | Weidmuller | 2875210000 | AC SMART ECO 7.4KW single phase with 5m cable CH-W-S-A7.4-P-E | 7 | Wall | 1 | TC | 3 months or less
AC | Weidmuller | 2863100000 | AC SMART ECO 22KW 3 phase with 5m cable CH-WS-A22-P-E | 22 | Wall | 1 | TC | 3 months or less
AC | Weidmuller | 2875250000 | AC SMART VALUE 22KW 3 phase with 5m cable CH-W-S-A22-P-V | 22 | Wall | 1 | TC | 3 months or less
AC | Weidmuller | 2875230000 | AC SMART VALUE 22KW 3 phase with SOCKET CH-W-S-A22-P-V | 22 | Wall | 1 | S | 3 months or less
AC | Weidmuller | 2875290000 | AC SMART ADVANCED CHW-S-A22-P-A | 22 | Wall | 1 | TC | 3 months or less
AC | Weidmuller | 2875270000 | AC SMART ADVANCED CHW-S-A22-S-A | 22 | Wall | 1 | S | 3 months or less
AC | Xcharge | C2EU - Standard | C2EU Standard – Wall Mounted 7kW – single phase, wall mounted with one 3 meter cable with one type 2 socket | 7 | Wall | 1 | TC | 3 months or less
AC | Xcharge | C2EU - Advanced | C2EU Advanced – Wall Mounted 22kW – three phase, wall mounted with one 3 meter cable with one type 2 socket | 22 | Wall | 1 | TC | 3 months or less
AC | Zhejiang Benyi New Energy Co. Ltd. | BCP-AT2N-P | OCPP1.6 Three Phase 22kW EV Charger with Cable with 4G | 22 | Wall | 1 | S | 3 months or less
AC | Zhejiang Benyi New Energy Co. Ltd. | BCP-B2N-P | OCPP1.6 Single Phase 7.4kW EV Charger Socket Type with 4G | 7 | Wall | 1 | TC | 3 months or less
AC | Zhejiang Benyi New Energy Co. Ltd. | BCP-BT2N-P | OCPP1.6 Three Phase 22kW EV Charger Socket Type with 4G | 22 | Wall | 1 | S | 3 months or less
AC | Zhejiang Benyi New Energy Co. Ltd. | BCPC-D2N-P | OCPP1.6 Single Phase 7.4kW EV Charger Dual Socket Type with 4G | 7 | Wall | 2 | S | 3 months or less
AC | Zhejiang Benyi New Energy Co. Ltd. | BCPC-DT2N-P | OCPP1.6 Three Phase 22kW EV Charger Dual Socket Type with 4G | 22 | Wall | 2 | S | 3 months or less
AC | Zhejiang Benyi New Energy Co. Ltd. | BCPC-B2N-P | OCPP1.6 Single Phase 7.4kW EV Charger Single Socket Type with 4G | 7 | Wall | 1 | S | 3 months or less
AC | Zhejiang Benyi New Energy Co. Ltd. | BCPC-BT2N-P | OCPP1.6 Three Phase 22kW EV Charger Single Socket Type with 4G | 22 | Wall | 1 | S | 3 months or less
AC | Zhejiang Benyi New Energy Co. Ltd. | BCP-A2N-P | OCPP1.6 Single Phase 7.4kW EV Charger with Cable with 4G | 7 | Wall | 1 | TC | 3 months or less
AC | Zhejiang Benyi New Energy Co. Ltd. | BCP-A2N-P | OCPP Version 7kW Single Phase EV Charger with Cable | 7 | Wall | 1 | TC | 3 months or less
AC | Zhejiang Benyi New Energy Co. Ltd. | BCP-B2N-P | OCPP Version 7kW Single Phase EV Charger Socket Type | 7 | Wall | 1 | S | 3 months or less
AC | Zhejiang Benyi New Energy Co. Ltd. | BCPC-B2N-P | OCPP Version 7kW Single Phase EV Charger Single Socket Type without 4G | 7 | Wall | 1 | S | 3 months or less
AC | Zhejiang Benyi New Energy Co. Ltd. | BCPC-D2N-P | OCPP Version 7kW Single Phase EV Charger Dual Socket Type without 4G | 7 | Wall | 2 | S | 3 months or less
AC | Zhejiang Benyi New Energy Co. Ltd. | BCPC-B2N-P-4G | OCPP Version 7kW Single Phase EV Charger Single Socket Type with 4G | 7 | Wall | 1 | S | 3 months or less
AC | Zhejiang Benyi New Energy Co. Ltd. | BCPC-D2N-P-4G | OCPP Version 7kW Single Phase EV Charger Dual Socket Type with 4G | 7 | Wall | 2 | S | 3 months or less
AC | Zhejiang Benyi New Energy Co. Ltd. | BCP-AT2N-P | OCPP 22kW Three Phase EV Charger with Cable | 22 | Wall | 1 | TC | 3 months or less
AC | Zhejiang Benyi New Energy Co. Ltd. | BCP-BT2N-P | OCPP 22kW Three Phase EV Charger Socket Type | 22 | Wall | 1 | S | 3 months or less
AC | Zhejiang Benyi New Energy Co. Ltd. | BCPC-BT2N-P | OCPP 22kW Three Phase EV Charger Single Socket Type without 4G | 22 | Wall | 1 | S | 3 months or less
AC | Zhejiang Benyi New Energy Co. Ltd. | BCPC-DT2N-P | OCPP 22kW Three Phase EV Charger Dual Socket Type without 4G | 22 | Wall | 2 | S | 3 months or less
AC | Zhejiang Benyi New Energy Co. Ltd. | BCPC-BT2N-P-4G | OCPP 22kW Three Phase EV Charger Single Socket Type with 4G | 22 | Wall | 1 | S | 3 months or less
AC | Zhejiang Benyi New Energy Co. Ltd. | BCPC-DT2N-P-4G | OCPP 22kW Three Phase EV Charger 22kW Dual Socket with 4G | 22 | Wall | 2 | S | 3 months or less
AC | ZhuHai Pilot Technology Co., LTD | PEVC2201E | 22kW Industrial Charger | 22 | Wall/Pedestal | 1 | TC | 3 months or less
AC | ZhuHai Pilot Technology Co., LTD | PEVC2201E-32A400 | 7kW Slimline Charger | 7 | Wall/Pedestal | 1 | TC | 3 months or less
AC | ZhuHai Pilot Technology Co., LTD | TACEV001 22KW | 22kW Industrial Charger | 22 | Wall/Pedestal | 1 | TC | 3 months or less
AC | ZhuHai Pilot Technology Co., LTD | TACEV001 7KW | 7kW Slimline Charger | 7 | Wall/Pedestal | 1 | TC | 3 months or less
AC | ZhuHai Sino Energy Technology Co.,Ltd. | PEVC2107E-32A230 | AC EV charger | 7 | Wall/Pedestal | 1 | TC | 3 months or less
AC | ZhuHai Sino Energy Technology Co.,Ltd. | PEVC2107E-32A400 | AC EV charger | 22 | Wall/Pedestal | 1 | TC | 3 months or less
DC | ABB | 6AGC077815 | Terra Wall Box CCS2 3.5m | 24 | Wall | 1 | TC | 3 months or less
DC | ABB | 6AGC077816 | Terra Wall Box CCS2 7.0m | 24 | Wall | 1 | TC | 3 months or less
DC | ABB | 6AGC077814 | Terra Wall Box CCS2 + CHAdeMO 3.5m | 24 | Wall | 2 | TC | 3 months or less
DC | ABB | 6AGC077817 | Terra Wall Box CCS2 + CHAdeMO 7.0m | 24 | Wall | 2 | TC | 3 months or less
DC | ABB | 6AGC075211 | Terra54 C CE | 50 | Pedestal | 1 | TC | 9 months or less
DC | ABB | 6AGC063492 | Terra54 CJ CE | 50 | Pedestal | 2 | TC | 9 months or less
DC | ABB | 6AGC070818 | Terra54HV C CE | 50 | Pedestal | 1 | TC | 9 months or less
DC | ABB | 6AGC076568 | Terra54HV CJ CE | 50 | Pedestal | 2 | TC | 9 months or less
DC | ABB | 6AGC102244 | T94C | 90 | Pedestal | 1 | TC | 9 months or less
DC | ABB | 6AGC102218 | T94CC | 90 | Pedestal | 2 | TC | 9 months or less
DC | ABB | 6AGC102224 | T94CJ | 90 | Pedestal | 2 | TC | 9 months or less
DC | ABB | 6AGC102246 | T124C | 120 | Pedestal | 1 | TC | 9 months or less
DC | ABB | 6AGC102220 | T124CC | 120 | Pedestal | 2 | TC | 9 months or less
DC | ABB | 6AGC102226 | T124CJ | 120 | Pedestal | 2 | TC | 9 months or less
DC | ABB | 6AGC085473 | T124HC C | 120 | Pedestal | 1 | TC | 9 months or less
DC | ABB | 6AGC084253 | T124HC CC | 120 | Pedestal | 2 | TC | 9 months or less
DC | ABB | 6AGC102783 | T124HC CC - 6m | 120 | Pedestal | 2 | TC | 9 months or less
DC | ABB | 6AGC085474 | T124HC CJ | 120 | Pedestal | 2 | TC | 9 months or less
DC | ABB | 6AGC102245 | T184C | 180 | Pedestal | 1 | TC | 9 months or less
DC | ABB | 6AGC102219 | T184CC | 180 | Pedestal | 2 | TC | 9 months or less
DC | ABB | 6AGC100993 | T184CJ | 180 | Pedestal | 2 | TC | 9 months or less
DC | ABB | 6AGC085488 | T184HC C | 180 | Pedestal | 1 | TC | 9 months or less
DC | ABB | 6AGC082856 | T184HC CC | 180 | Pedestal | 2 | TC | 9 months or less
DC | ABB | 6AGC082857 | T184HC CJ | 180 | Pedestal | 2 | TC | 9 months or less
DC | ABB | 6AGC102222 | Terra 124 CC - 6m | 120 | Pedestal | 2 | TC | 9 months or less
DC | ABB | 6AGC105090 | Terra 184 CC - 6m | 180 | Pedestal | 2 | TC | 9 months or less
DC | ABB | 6AGC105091 | Terra 184HC CC - 6m | 180 | Pedestal | 2 | TC | 9 months or less
DC | Ador Digatron (Quench) | Oasis_30kW | 30kW Single CCS2 | 30 | Pedestal | 1 | TC | 3 months or less
DC | Ador Digatron (Quench) | Quench_60kW_DualSocket | 60KW Dual CCS2 | 60 | Pedestal | 2 | TC | 3 months or less
DC | Ador Digatron (Quench) | Quench_120kW_DualSocket | 120KW Dual CCS2 | 120 | Pedestal | 2 | TC | 3 months or less
DC | ads-tec Energy GmbH | DVK-CPT1024 0YY-AA/RR | Charge Post -DC-Power 300kW or 2 x 150 kW, battery storage 147 kWh gross capacity, 2 x CCS2 plugs (charging cables 3m) | 300 | Pedestal | 2 | TC | 9 months or less
DC | ads-tec Energy GmbH | DVK-CPT1124 0YY-AA/RR | Charge Post -DC-Power 300 or 2 x 150 kW, battery storage 147 kWh gross capacity, 2 x CCS2 plugs (charging cables 3m) | 300 | Pedestal | 2 | TC | 9 months or less
DC | ads-tec Energy GmbH | DVK-CPT1224 0YY-AA/RR | Charge Post - DC-Power 300 or 2 x 150 kW, battery storage 147 kWh gross capacity, 2 x CCS2 plugs (charging cables 3m) | 300 | Pedestal | 2 | TC | 9 months or less
DC | ads-tec Energy GmbH | DVK-HPX1122 | Charge Box -DC-Power 320 or 2 x 150 kW, battery storage 140 kWh gross capacity, 2 x CCS2 plugs (charging cables 3m) | 320 | Pedestal | 2 | TC | 9 months or less
DC | Alpitronics for Elanga Australia | HYC50 | Bidirectional 50kW dual socket Wall mountable. Cable Management System Included | 50 | Pedestal | 2 | TC | 3 months or less
DC | Alpitronics for Elanga Australia | HYC200-1 | 100kW Dual socket;100 kW power stacks with 50 kW granularity for more user dedicated power | 100 | Pedestal | 2 | TC | 3 months or less
DC | Alpitronics for Elanga Australia | HYC200-2 | 200kW Dual socket; 100 kW power stacks with 50 kW granularity for more user dedicated power | 200 | Pedestal | 2 | TC | 3 months or less
DC | AppCharge | DC-FM-30 | 30kW DC EV Charger | 30 | Pedestal | 1 | TC | 9 months or less
DC | AppCharge | DC-FM-40-DUO | 40kW DC EV Charger | 40 | Pedestal | 2 | TC | 9 months or less
DC | AppCharge | DC-FM-60-DUO | 60kW DC EV Charger | 60 | Pedestal | 2 | TC | 9 months or less
DC | AppCharge | DC-FM-80-DUO | 80kW DC EV Charger | 80 | Pedestal | 2 | TC | 9 months or less
DC | AppCharge | DC-FM-100-DUO | 100kW DC EV Charger | 100 | Pedestal | 2 | TC | 9 months or less
DC | AppCharge | DC-FM-120-DUO | 120kW DC EV Charger | 120 | Pedestal | 2 | TC | 9 months or less
DC | AppCharge | DC-FM-160-DUO | 160kW DC EV Charger | 160 | Pedestal | 2 | TC | 9 months or less
DC | AppCharge | DC-FM-180-DUO | 180kW DC EV Charger | 180 | Pedestal | 2 | TC | 9 months or less
DC | Autel | DC W47 MaxiEU | MaxiCharger DC47KW Compact | 47 | Pedestal | 2 | TC | 3 months or less
DC | Autel | DC W47 MaxiEU - Mobile | MaxiCharger DC47KW Compact - Mobile | 47 | Mobile Wheels (must be installed, otherwise ineligible) | 2 | TC | 3 months or less
DC | Autel | DC W60 MaxiEU | MaxiCharger DC60KW | 60 | Pedestal | 2 | TC | 3 months or less
DC | Autel | DC W120 MaxiEU | MaxiCharger DC120KW | 120 | Pedestal | 2 | TC | 3 months or less
DC | Autel | DC W180 MaxiEU | MaxiCharger DC180KW | 180 | Pedestal | 2 | TC | 3 months or less
DC | Autel | DC W240 MaxiEU | MaxiCharger DC240KW | 240 | Pedestal | 2 | TC | 3 months or less
DC | Autel | EW040A2501 | DC Compact 47Kw | 47 | Pedestal | 2 | TC | 3 months or less
DC | Autel | EF060A3001 | DC Fast 60Kw | 60 | Pedestal | 2 | TC | 3 months or less
DC | Autel | EF080A3001 | Maxicharger DC Fast 80kW | 80 | Pedestal | 2 | TC | 3 months or less
DC | Autel | EF100A3001 | Maxicharger DC Fast 100kW | 100 | Pedestal | 2 | TC | 3 months or less
DC | Autel | EF120A3001 | DC Fast 120Kw | 120 | Pedestal | 2 | TC | 3 months or less
DC | Autel | EF140A3001 | Maxicharger DC Fast 140kW | 140 | Pedestal | 2 | TC | 3 months or less
DC | Autel | EF160A3001 | Maxicharger DC Fast 160kW | 160 | Pedestal | 2 | TC | 3 months or less
DC | Autel | EF180A3001 | DC Fast 180kw | 180 | Pedestal | 2 | TC | 3 months or less
DC | Autel | EF200A3001 | Maxicharger DC Fast 200kW | 200 | Pedestal | 2 | TC | 3 months or less
DC | Autel | EF220A3001 | Maxicharger DC Fast 220kW | 220 | Pedestal | 2 | TC | 3 months or less
DC | Autel | EF240A3001 | DC Fast 240Kw | 240 | Pedestal | 2 | TC | 3 months or less
DC | Autel | 60 kW | MaxiCharger DC Fast | 60 | Pedestal | 2 | TC | 3 months or less
DC | Autel | 47kW | MaxiCharger DC Wall Mount | 47 | Wall/Pedestal | 2 | TC | 3 months or less
DC | Beny | BBDC30 | 30kW, 5m Cable, CCS2, Wall Mounted | 30 | Wall/Pedestal | 1 | TC | 3 months or less
DC | Beny | BBDC40 | 40kW, 5m Cable, CCS2, Wall Mounted | 40 | Wall/Pedestal | 1 | TC | 3 months or less
DC | Beny | BDC30-S | 30kW, 5m Cable, CCS2, Floor Mounted | 30 | Pedestal | 1 | TC | 3 months or less
DC | Beny | BDC40-S | 40kW, 5m Cable, CCS2, Floor Mounted | 40 | Pedestal | 1 | TC | 3 months or less
DC | Beny | BDC60-S | 60kW, 5m Cable, CCS2, Floor Mounted | 60 | Pedestal | 1 | TC | 3 months or less
DC | Beny | BDC90-S | 90kW, 5m Cable, CCS2, Floor Mounted | 90 | Pedestal | 1 | TC | 3 months or less
DC | Beny | BDC120-S | 120kW, 5m Cable, CCS2, Floor Mounted | 120 | Pedestal | 1 | TC | 3 months or less
DC | Beny | BDC150-S | 150kW, 5m Cable, CCS2, Floor Mounted | 150 | Pedestal | 1 | TC | 3 months or less
DC | Beny | BDC180-S | 180kW, 5m Cable, CCS2, Floor Mounted | 180 | Pedestal | 1 | TC | 3 months or less
DC | Beny | BDC240-S | 240kW, 5m Cable, CCS2, Floor Mounted | 240 | Pedestal | 1 | TC | 3 months or less
DC | Beny | BDC60-D | 60kW, 5m Cable, CCS2 or CCS1 or CHAdeMO, Floor Mounted | 60 | Pedestal | 2 | TC | 3 months or less
DC | Beny | BDC90-D | 90kW, 5m Cable, CCS2 or CCS1 or CHAdeMO, Floor Mounted | 90 | Pedestal | 2 | TC | 3 months or less
DC | Beny | BDC120-D | 120kW, 5m Cable, CCS2 or CCS1 or CHAdeMO, Floor Mounted | 120 | Pedestal | 2 | TC | 3 months or less
DC | Beny | BDC150-D | 150kW, 5m Cable, CCS2 or CCS1 or CHAdeMO, Floor Mounted | 150 | Pedestal | 2 | TC | 3 months or less
DC | Beny | BDC180-D | 180kW, 5m Cable, CCS2 or CCS1 or CHAdeMO, Floor Mounted | 180 | Pedestal | 2 | TC | 3 months or less
DC | Beny | BDC240-D | 240kW, 5m Cable, CCS2 or CCS1 or CHAdeMO, Floor Mounted | 240 | Pedestal | 2 | TC | 3 months or less
DC | Beny | BADC52-S | 52kW, 5m Cable, CCS2 + Type 2 AC, Floor Mounted | 52 | Pedestal | 2 | TC | 3 months or less
DC | Beny | BADC82-S | 82kW, 5m Cable, CCS2 + Type 2 AC, Floor Mounted | 82 | Pedestal | 2 | TC | 3 months or less
DC | Beny | BADC112-S | 112kW, 5m Cable, CCS2 + Type 2 AC, Floor Mounted | 112 | Pedestal | 2 | TC | 3 months or less
DC | Beny | BADC142-S | 142kW, 5m Cable, CCS2 + Type 2 AC, Floor Mounted | 142 | Pedestal | 2 | TC | 3 months or less
DC | Beny | BADC172-S | 172kW, 5m Cable, CCS2 + Type 2 AC, Floor Mounted | 172 | Pedestal | 3 | TC | 3 months or less
DC | Beny | BADC202-S | 202kW, 5m Cable, CCS2 + Type 2 AC, Floor Mounted | 202 | Pedestal | 3 | TC | 3 months or less
DC | Beny | BADC262-S | 262kW, 5m Cable, CCS2 + Type 2 AC, Floor Mounted | 262 | Pedestal | 3 | TC | 3 months or less
DC | Beny | BADC82-D | 82kW, 5m Cable, CCS2 or CCS1 or CHAdeMO + Type 2 AC, Floor Mounted | 82 | Pedestal | 3 | TC | 3 months or less
DC | Beny | BADC112-D | 112kW, 5m Cable, CCS2 or CCS1 or CHAdeMO + Type 2 AC, Floor Mounted | 112 | Pedestal | 3 | TC | 3 months or less
DC | Beny | BADC142-D | 142kW, 5m Cable, CCS2 or CCS1 or CHAdeMO + Type 2 AC, Floor Mounted | 142 | Pedestal | 3 | TC | 3 months or less
DC | Beny | BADC172-D | 172kW, 5m Cable, CCS2 or CCS1 or CHAdeMO + Type 2 AC, Floor Mounted | 172 | Pedestal | 3 | TC | 3 months or less
DC | Beny | BADC202-D | 202kW, 5m Cable, CCS2 or CCS1 or CHAdeMO + Type 2 AC, Floor Mounted | 202 | Pedestal | 3 | TC | 3 months or less
DC | Beny | BADC262-D | 262kW, 5m Cable, CCS2 or CCS1 or CHAdeMO + Type 2 AC, Floor Mounted | 262 | Pedestal | 3 | TC | 3 months or less
DC | Beny | BSDC180-250D1 | Split DC Charger, 180kW, 5m Cable, CCS2 or CCS1 or CHAdeMO, Floor Mounted | 180 | Pedestal | 2 | TC | 3 months or less
DC | Beny | BSDC240-250D2 | Split DC Charger, 240kW, 5m Cable, CCS2 or CCS1 or CHAdeMO, Floor Mounted | 240 | Pedestal | 2 | TC | 3 months or less
DC | Circontrol | CCS CHA T2C32 (50 kW) | Raption 50 is a 50Kw DC charger with 1/2/3Plug configuration OCPP1.6 Compliant | 50 | Pedestal | 3 | TC | 9 months or less
DC | Circontrol | CCS CHA T2C32 (100 kW) | Raption 100 is a 100Kw DC charger with 1/2/3Plug configuration OCPP1.6 Compliant | 100 | Pedestal | 3 | TC | 9 months or less
DC | Circontrol | eVolve Rapid Master | eVolve Rapid is a single plug 25KwDC charger with OCPP Compliance | 25 | Pedestal | 1 | TC | 9 months or less
DC | Circontrol | eVolve Rapid Slave | eVolve Rapid is a single plug 25KwDC charger with OCPP Compliance | 25 | Wall/Pedestal | 1 | TC | 9 months or less
DC | Delta Electronics | Delta Wallbox 50 EIDW-S50TSEEA02 | Delta DC Wallbox 50kW with three ports (1 AC 22kw and 2 DC 50kw), delivering 72 kW of power, CCS2 and Type 2 connectors, featuring a 4-meter CCS2 cable and a 5-meter Type 2 cable | 72 | Wall/Pedestal | 3 | TC | 9 months or less
DC | Delta Electronics | Delta Wallbox 50: EIDW-S50TSEEA06 | Delta DC Wallbox 50kW with three ports (1 AC 22kw and 2 DC 50kw), delivering 72 kW of power, CCS2 and Type 2 connectors, featuring 7-meter cables | 72 | Wall/Pedestal | 3 | TC | 9 months or less
DC | Delta Electronics | Delta City Charger 100kW: EVHE104EFCA05 | Delta City Charger 100kW | 100 | Pedestal | 2 | TC | 9 months or less
DC | Delta Electronics | Delta City Charger 150kW: EIDS-E150TSEEA01 | Delta City Charger 150kW | 150 | Pedestal | 2 | TC | 9 months or less
DC | Delta Electronics | Delta City Charger 200kW: EIDS-E200TSEEA01 | Delta City Charger 200kW | 200 | Pedestal | 2 | TC | 9 months or less
DC | Delta Electronics | Delta HPC 350 Dispenser: EIDD-E350TPEEB01 | Delta HPC 350 Dispenser is a cutting-edge 350 kW ultra-fast DC charger | 350 | Pedestal | 2 | TC | 9 months or less
DC | Delta Electronics | EVDE25E4DUM | DC Wallbox 25kW 4M | 25 | Wall | 1 | TC | 3 months or less
DC | Delta Electronics | EVDE25D4DUM | DC Wallbox 25kW 4M | 25 | Wall | 2 | TC | 3 months or less
DC | Delta Electronics | EVDE25D7DUM | DC Wallbox 25kW 7M | 25 | Wall | 2 | TC | 3 months or less
DC | Delta Electronics | EVHE104EFCA05 | DC CityCharger 100kW | 100 | Pedestal | 2 | TC | 9 months or less
DC | Delta Electronics | EVHE104EHCA05 | DC CityCharger 100kW | 100 | Pedestal | 3 | TC | 9 months or less
DC | Delta Electronics | EIDSE150TSEE01 | DC CityCharger 150kW | 150 | Pedestal | 2 | TC | 9 months or less
DC | Delta Electronics | EIDSE200TSEEA01 | DC CityCharger 200kW | 200 | Pedestal | 2 | TC | 9 months or less
DC | Delta Electronics | EIDD-E & EIDN-E | High Power Charger 350kW | 350 | Pedestal | 2 | TC | 9 months or less
DC | Delta Electronics | EVDE25D4DUM4G | 25kW DC wallbox with 4m cable CCS2 & CHAdeMO | 25 | Wall | 2 | TC | 3 months or less
DC | Delta Electronics | EVDE25D7DUM4G | 25kW DC wallbox with 7m cable CCS2 & CHAdeMO | 25 | Wall | 2 | TC | 3 months or less
DC | Delta Electronics | EVHE104EKCA05 | 100kW DC City Charger with CCS2 & CHAdeMO | 100 | Pedestal | 2 | TC | 9 months or less
DC | Delta Electronics | EVHE104ENCA05 | 100kW DC City Charger with CCS2 & CHAdeMO + Type 2 Socket | 100 | Pedestal | 3 | TC | 9 months or less
DC | Delta Electronics | EIDSE150TSEEA01 | 150kW DC City Charger with CCS2 & CCS2 | 150 | Pedestal | 2 | TC | 9 months or less
DC | Delta Electronics | EIDWE50TSEEA02 | 50kW DC Wallbox with 4m CCS2 & CCS2 | 50 | Wall | 2 | TC | 3 months or less
DC | Delta Electronics | EIDWE50TSRA02 | 50kW DC Wallbox with 4m CCS2 & CCS2 + 5m Type 2 | 50 | Wall | 3 | TC | 9 months or less
DC | Delta Electronics | EIDWS50TSEEA06 | 50kW DC Wallbox with 7m CCS2 & CCS2 | 50 | Wall | 2 | TC | 9 months or less
DC | Delta Electronics | EIDWS50TSEJA02 | 50kW DC Wallbox with 4m CCS2 & CHAdeMO | 50 | Wall | 2 | TC | 9 months or less
DC | Delta Electronics | EIDWS50TSEJA06 | 50kW DC Wallbox with 7m CCS2 & CHAdeMO | 50 | Wall | 2 | TC | 9 months or less
DC | Delta Electronics | EIDWS50TSPA02 | 50kW DC Wallbox with 7m CCS2 & CHAdeMO + 5m Type 2 | 50 | Wall | 3 | TC | 9 months or less
DC | Delta Electronics | EIDW-S50TS-XXAXX | DC Wallbox 50 kW RFID/Ethernet/4G/RCM/ 4m Cable | 50 | Wall | 2 | TC | 3 months or less
DC | Delta Electronics | EVHE104-XXXX | 100kW Dual Output DC Charger RFID/Ethernet/4G/RCM/ 4m Cable | 100 | Pedestal | 2 | TC | 3 months or less
DC | Delta Electronics | EIDS-E150TS-XXX | 150kW Dual Output DC Charger RFID/Ethernet/4G/RCM/ 4m Cable | 150 | Pedestal | 2 | TC | 3 months or less
DC | Delta Electronics | EIDS-E200TS-XXX | 200kW Dual Output DC Charger RFID/Ethernet/4G/RCM/ 4m Cable | 200 | Pedestal | 2 | TC | 3 months or less
DC | Delta Electronics | EIDN-E350 | High Power Charger 350kW RFID/Ethernet/4G/RCM/ 4m Cable | 350 | Pedestal | 2 | TC | 3 months or less
DC | Elumina | eLumina - D2 - 60 | 60kW fast charger with embedded dynamic power allocation system | 60 | Pedestal | 2 | TC | 3 months or less
DC | Elumina | eLumina - D2 - 120 | 120kW fast charger with embedded dynamic power allocation system | 120 | Pedestal | 2 | TC | 3 months or less
DC | Elumina | eLumina - D2 - 180 | 180kW fast charger with embedded dynamic power allocation system | 180 | Pedestal | 2 | TC | 3 months or less
DC | Elumina | eLumina - D1 | Ultra Fast D1 Supercharger can produce 204kW combined EV charging from 10KW-40KW input, achieved through built in 193kWh battery with liquid cooling and supports v2g | 204 | Pedestal | 2 | TC | 3 months or less
DC | EVBox | 180 kW CCS2 | Troniq Modular DC Charger | 180 | Pedestal | 2 | TC | 9 months or less
DC | EVESCO | EVDC-60-CCS2xxxx | 60kW Dual port DC Charger | 60 | Pedestal | 2 | TC | 3 months or less
DC | EVESCO | EVDC-60-CCS2xxxx (Multimedia Screen) | 60kW Dual port DC Charger with Multimedia Screen | 60 | Pedestal | 2 | TC | 3 months or less
DC | EVolution | EVDC 30 | Wall mount Single Port DC Fast Charger | 30 | Wall | 2 | TC | 3 months or less
DC | EVolution | EVDC 60 | Pedestal Mounted Dual port DC Fast Charger capable of simultaneous and sequentilal charging | 60 | Pedestal | 2 | TC | 3 months or less
DC | Gresgying | X280-F1-EU30 | Wallbox 30kW DC | 30 | Wall | 1 | TC | 3 months or less
DC | Gresgying | X280-F2-EU60 | Gresgying 60kW DC | 60 | Pedestal | 2 | TC | 3 months or less
DC | Gresgying | X280-F3-EU120 | Gresgying 120kW DC | 120 | Pedestal | 2 | TC | 3 months or less
DC | Gresgying | X280-F3-EU180 | Gresgying 180kW DC | 180 | Pedestal | 2 | TC | 3 months or less
DC | Hici | eLumina - D2 - 240 | 240 kW Direct to Grid - fast charger with embedded dynamic power allocation system. | 240 | Pedestal | 2 | TC | 3 months or less
DC | Hici | eLumina - D2 - 300 | 300 kW Direct to Grid, fast charger with embedded dynamic power allocation system. | 300 | Pedestal | 2 | TC | 3 months or less
DC Charger Component | Hici | eLumina - S Series - Power Cabinet (240 kW) | S Series is a satellite DC fast charging solution. To support each satellite terminal, power cabinet is required to house power modules (supports up to 6 Plugs). | 240 | Pedestal | N/A | N/A | 3 months or less
DC Charger Component | Hici | eLumina - S Series - Power Cabinet (300 kW) | S Series is a satellite DC fast charging solution. To support each satellite terminal, power cabinet is required to house power modules (supports up to 6 Plugs). | 300 | Pedestal | N/A | N/A | 3 months or less
DC Charger Component | Hici | eLumina - S Series - Single Plug Terminal | S Series is a satellite DC fast charging solution. Satellite Terminals distributes power to EVs from Power Cabinet. | 240 | Pedestal | 1 | N/A | 3 months or less
DC Charger Component | Hici | eLumina - S Series - Dual Plug Terminal | S Series is a satellite DC fast charging solution. Satellite Terminals distributes power to EVs from Power Cabinet | 240 | Pedestal | 2 | N/A | 3 months or less
DC | HyperCharger | HYC50 | 50kW Dual Socket Wall mountable | 50 | Pedestal | 2 | TC | 9 months or less
DC | HyperCharger | HYC200-1 | 100kW Dual Socket | 100 | Pedestal | 2 | TC | 9 months or less
DC | HyperCharger | HYC200-2 | 200kW Dual socket | 200 | Pedestal | 2 | TC | 9 months or less
DC | HyperCharger | HYC150 | 150kW Dual socket | 150 | Pedestal | 2 | TC | 9 months or less
DC | I-Charging (Blueberry) | 50kW | 50kW all in one charger with sequential charging and 32" multi-media screen. | 50 | Pedestal | 2 | TC | 9 months or less
DC | I-Charging (Blueberry) | 150kW Fusion | 150kW all in one charger with simultaneous charging and 32" multi-media screen. Scalable from 50kW up to 150kW power. | 150 | Pedestal | 2 | TC | 9 months or less
DC | I-Charging (Blueberry) | 200kW Cluster | 200kW charger with dynamic simultaneous charging and 32" multi-media screen. Scalable power from 100kW up to 600kW and also scale charging outlets from 2 to 4. | 200 | Pedestal | 4* | TC | 9 months or less
DC | I-Charging (Blueberry) | 300kW Cluster | 300kW charger with dynamic simultaneous charging and 32" multi-media screen. Scalable power from 100kW up to 600kW and also scale charging outlets from 2 to 4. | 300 | Pedestal | 4* | TC | 9 months or less
DC | JiangXi RuiHua Intelligent Technology Co., Ltd | SV-EVC1-30-5m | 30kw DC Charging Station, Single Gun | 30 | Wall/Pedestal | 1 | TC | 3 months or less
DC | JiangXi RuiHua Intelligent Technology Co., Ltd | SV-EVC1-40-5m | 40kw DC Charging Station, Single Gun | 40 | Wall/Pedestal | 1 | TC | 3 months or less
DC | JiangXi RuiHua Intelligent Technology Co., Ltd | SV-EVC2-60-2X5M | 60kW DC Charging Station, Dual Gun, 200—1000V | 60 | Pedestal | 2 | TC | 3 months or less
DC | JiangXi RuiHua Intelligent Technology Co., Ltd | SV-EVC2-80-2X5M | 80kW DC Charging Station, Dual Gun, 200—1000V | 80 | Pedestal | 2 | TC | 3 months or less
DC | JiangXi RuiHua Intelligent Technology Co., Ltd | SV-EVC2-120-2X5M | 120kW DC Charging Station, Dual Gun,200—1000V | 120 | Pedestal | 2 | TC | 3 months or less
DC | JiangXi RuiHua Intelligent Technology Co., Ltd | SV-EVC2-160-2X5M | 160kW DC Charging Station, Dual Gun, 200—1000V | 160 | Pedestal | 2 | TC | 3 months or less
DC | Kempower | C501P120CC5ESD2 | Kempower Station Charger C501P120CC5ESD2, 120kW continuous, 150kW peak, 150Vdc - 1000Vdc, 2 outputs, 300A dual CCS2 | 150 | Pedestal | 2 | TC | 9 months or less
DC | Kempower | C501P160CC5ESD2 | Kempower Station Charger C501P160CC5ESD2, 160kW continuous, 200kW peak, 150Vdc - 1000Vdc, 2 outputs, 300A dual CCS2 | 200 | Pedestal | 2 | TC | 9 months or less
DC | Kempower | C501P120ND4 | Kempower Power Unit C501P120ND4, 120kW continuous, 150kW peak, 150Vdc - 1000Vdc, 4 outputs | 150 | Pedestal | 4* | TC | 9 months or less
DC | Kempower | C501P160ND4 | Kempower Power Unit C501P160ND4, 160kW continuous, 200kW peak, 150Vdc - 1000Vdc, 4 outputs | 200 | Pedestal | 4* | TC | 9 months or less
DC | Kempower | C502P240ND6 | Kempower Power Unit C502P240ND6, 240kW continuous, 300kW peak, 150Vdc - 1000Vdc, 6 outputs | 300 | Pedestal | 6* | TC | 9 months or less
DC | Kempower | STX5EBS | Satellite, 300A CCS2 and 125A CHAdeMO, single output, non-simultaneous | 40-350 | Pedestal | 2 | TC | 9 months or less
DC | Kempower | STC5CS | Satellite, single 200A CCS2 | 40-350 | Pedestal | 1 | TC | 9 months or less
DC | Kempower | STCC5CS | Satellite, dual 200A CCS2 | 40-350 | Pedestal | 2 | TC | 9 months or less
DC | Kempower | STCD5CS | Satellite, 200A CCS2 and 125A CHAdeMO | 40-350 | Pedestal | 2 | TC | 9 months or less
DC | Kempower | STC5ES | Satellite, single 300A CCS2 | 40-350 | Pedestal | 1 | TC | 9 months or less
DC | Kempower | STCD5ES | Satellite, 300A CCS2 and 125A CHAdeMO | 40-350 | Pedestal | 2 | TC | 9 months or less
DC | Kempower | STC5DS | Satellite, single 250A CCS2 | 40-350 | Pedestal | 1 | TC | 9 months or less
DC | Kempower | STCC5DS | Satellite, dual 250A CCS2 | 40-350 | Pedestal | 2 | TC | 9 months or less
DC | Kempower | STCD5DS | Satellite, 250A CCS2 and 125A CHAdeMO | 40-350 | Pedestal | 2 | TC | 9 months or less
DC | Kempower | STQC5FE | Satellite, continuous 500A current, liquid cooled, with Estop | 40-350 | Pedestal | 1 | TC | 9 months or less
DC | Kempower | C-Station 150 kW DC | Station charger | 150 | Pedestal | 2 | TC | 9 months or less
DC | Kempower | C-Cabinet 200 kW DC + 1 Sat | C+S | 200 | Pedestal | 2 | TC | 9 months or less
DC | Kempower | T500P40C5BS | 200-500VDC, 1 x CCS2, 40kW | 40 | Pedestal | 1 | TC | 3 months or less
DC | Kempower | T500P40CC5BS | 200-500VDC, 2 x CCS2 + CCS2, 2x20kW | 40 | Pedestal | 2 | TC | 3 months or less
DC | Kempower | T500P40CD5BS | 200-500VDC, 1 x CCS2 + 1 x CHAdeMO, 2x20kW | 40 | Pedestal | 2 | TC | 3 months or less
DC | Kempower | T800P40C5AS | 200-800VDC, 1 x CCS2, 40kW | 40 | Pedestal | 1 | TC | 3 months or less
DC | Kempower | T800P40CC5AS | 200-800VDC, 2 x CCS2, 2x20kW | 40 | Pedestal | 2 | TC | 3 months or less
DC | Kempower | C Station / C501P40CC5CSD2 | Single Cabinet - 200-500/800VDC, 2 dy. Outputs, 200A | 50 | Pedestal | 2 | TC | 9 months or less
DC | Kempower | C Station / C501P80CC5CSD2 | Single Cabinet - 200-500/800VDC, 2 dy. Outputs, 200A | 100 | Pedestal | 2 | TC | 9 months or less
DC | Kempower | C Station / C501P120CC5CSD2 | Single Cabinet - 200-500/800VDC, 2 dy. Outputs, 200A | 150 | Pedestal | 2 | TC | 9 months or less
DC | Kempower | C Station / C501P160CC5CSD2 | Single Cabinet - 200-500/800VDC, 2 dy. Outputs, 200A | 200 | Pedestal | 2 | TC | 9 months or less
DC | Kempower | C Station / C502P200CC5CSD2 | Double Cabinet - 200-500/800VDC, 2 dy. Outputs, 200A | 250 | Pedestal | 4 | TC | 9 months or less
DC | Kempower | C Station / C502P240CC5CSD2 | Double Cabinet - 200-500/800VDC, 2 dy. Outputs, 200A | 300 | Pedestal | 4 | TC | 9 months or less
DC | Kempower | C Station / C502P280CC5CSD2 | Double Cabinet - 200-500/800VDC, 2 dy. Outputs, 200A | 350 | Pedestal | 4 | TC | 9 months or less
DC | Kempower | C501P80ND4 & STCC5CS | Single Cabinet - 200-500/800VDC, 4 dy. Outputs, 100kW | 100 | Pedestal | 2 | TC | 9 months or less
DC | Kempower | C501P120ND4 & STCC5CS | Single Cabinet - 200-500/800VDC, 4 dy. Outputs, 150kW | 150 | Pedestal | 2 | TC | 9 months or less
DC | Kempower | C501P160ND4 & STCC5CS | Single Cabinet - 200-500/800VDC, 4 dy. Outputs, 200kW | 200 | Pedestal | 2 | TC | 9 months or less
DC | Kempower | C502P200ND4 & STCC5CS | Double Cabinet - 200-500/800VDC, 4 dy. Outputs, 250kW | 250 | Pedestal | 2 | TC | 9 months or less
DC | Kempower | C502P200ND4 & 2 x STCC5CS | Double Cabinet - 200-500/800VDC, 4 dy. Outputs, 250kW | 250 | Pedestal | 2 | TC | 9 months or less
DC | Kempower | C502P240ND4 & STCC5CS | Double Cabinet - 200-500/800VDC, 4 dy. Outputs, 300kW | 300 | Pedestal | 2 | TC | 9 months or less
DC | Kempower | C502P240ND4 & 2 x STCC5CS | Double Cabinet - 200-500/800VDC, 4 dy. Outputs, 300kW | 300 | Pedestal | 2 | TC | 9 months or less
DC | Kempower | C502P280ND4 & STCC5CS | Double Cabinet - 200-500/800VDC, 4 dy. Outputs, 350kW | 350 | Pedestal | 2 | TC | 9 months or less
DC | Kempower | C502P280ND4 & STCC5CS | Double Cabinet - 200-500/800VDC, 4 dy. Outputs, 350kW | 350 | Pedestal | 4 | TC | 9 months or less
DC Charger Component | Kempower: Power Cabinet | C501D4V3 | C501D4V3 Kempower Cabinet without power modules. DC output 150Vdc - 1000Vdc, 4 DC outputs. 200 kW maximum capacity. | Up to 200 kW | Pedestal | Up to 4 plugs on satellite dispensers. | TC | 9 months or less
DC Charger Component | Kempower: Power Cabinet | C502D4V3 | C502D4V3 Kempower Cabinet without power modules. DC output 150Vdc - 1000Vdc, 4 DC outputs. 350 kW maximum capacity. | Up to 350 kW | Pedestal | Up to 4 plugs on satellite dispensers. | TC | 9 months or less
DC Charger Component | Kempower: Power Cabinet | C503D4V3 | C503D4V3 Kempower Cabinet without power modules. DC output 150Vdc - 1000Vdc, 4 DC outputs. 350 kW maximum capacity. | Up to 350 kW | Pedestal | Up to 4 plugs on satellite dispensers. | TC | 9 months or less
DC Charger Component | Kempower: Power Cabinet | C502D6V3 | C502D6V3 Kempower Cabinet without power modules. DC output 150Vdc - 1000Vdc, 6 DC outputs. 350 kW maximum capacity. | Up to 350 kW | Pedestal | Up to 6 plugs on satellite dispensers. | TC | 9 months or less
DC Charger Component | Kempower: Power Cabinet | C503D6V3 | C503D6V3 Kempower Cabinet without power modules. DC output 150Vdc - 1000Vdc, 6 DC outputs. 350 kW maximum capacity. | Up to 350 kW | Pedestal | Up to 6 plugs on satellite dispensers. | TC | 9 months or less
DC Charger Component | Kempower: Power Cabinet | C801D4V3 | C801D4V3 Kempower Cabinet without power modules. DC output 200Vdc - 920Vdc, 4 DC outputs. 200 kW maximum capacity. | Up to 200 kW | Pedestal | Up to 4 plugs on satellite dispensers. | TC | 9 months or less
DC Charger Component | Kempower: Power Cabinet | C802D4V3 | C802D4V3 Kempower Cabinet without power modules. DC output 200Vdc - 920Vdc, 4 DC outputs. 350 kW maximum capacity. | Up to 350 kW | Pedestal | Up to 4 plugs on satellite dispensers. | TC | 9 months or less
DC Charger Component | Kempower: Power Cabinet | C803D4V3 | C803D4V3 Kempower Cabinet without power modules. DC output 200Vdc - 920Vdc, 4 DC outputs. 350 kW maximum capacity. | Up to 350 kW | Pedestal | Up to 4 plugs on satellite dispensers. | TC | 9 months or less
DC Charger Component | Kempower: Power Cabinet | C801D8V3 | C801D8V3 Kempower Cabinet without power modules. DC output 200Vdc - 920Vdc, 8 DC outputs. 200 kW maximum capacity. | Up to 200 kW | Pedestal | Up to 8 plugs on satellite dispensers. | TC | 9 months or less
DC Charger Component | Kempower: Power Cabinet | C802D8V3 | C802D8V3 Kempower Cabinet without power modules. DC output 200Vdc - 920Vdc, 8 DC outputs. 400 kW maximum capacity. | Up to 350 kW | Pedestal | Up to 8 plugs on satellite dispensers. | TC | 9 months or less
DC Charger Component | Kempower: Power Cabinet | C803D8V3 | C803D8V3 Kempower Cabinet without power modules. DC output 200Vdc - 920Vdc, 8 DC outputs. 600 kW maximum capacity. | Up to 350 kW | Pedestal | Up to 8 plugs on satellite dispensers. | TC | 9 months or less
DC Charger Component | Kempower: Power Module | PM550V2 | Kempower PM550V2, 500V Version 2 Power Module. 40kW continuous, 50kW peak power . For use in new cabinet orders only. | 50 kW | Pedestal | N/A | TC | 9 months or less
DC Charger Component | Kempower: Power Module | PM850V2 | Kempower PM850V2, 800V Version 2 Power Module. 40kW continuous, 50kW peak power. For use in new cabinet orders only. | 50 kW | Pedestal | N/A | TC | 9 months or less
DC Charger Component | Kempower: Satellite Post | STC5CS | Kempower Satellite STC5CS - Single 200A CCS2, 5m cable length. | Up to 80 kW on 400V vehicles | Pedestal | 1 | TC | 9 months or less
DC Charger Component | Kempower: Satellite Post | STC5ES | Kempower Satellite STC5ES - Single 300A CCS2, 5m cable length. | Up to 120 kW on 400V vehicles | Pedestal | 1 | TC | 9 months or less
DC Charger Component | Kempower: Satellite Post | STC7CS | Kempower Satellite STC7CS - Single 200A CCS2, 7m cable length. | Up to 80 kW on 400V vehicles | Pedestal | 1 | TC | 9 months or less
DC Charger Component | Kempower: Satellite Post | STC7ES | Kempower Satellite STC7ES - Single 300A CCS2, 7m cable length. | Up to 120 kW on 400V vehicles | Pedestal | 1 | TC | 9 months or less
DC Charger Component | Kempower: Satellite Post | STCC5CS | Kempower Satellite STCC5CS - Dual 200A CCS2, 5m cable length. | Up to 80 kW on 400V vehicles | Pedestal | 2 | TC | 9 months or less
DC Charger Component | Kempower: Satellite Post | STCC5ES | Kempower Satellite STCC5ES - Dual 300A CCS2, 5m cable length. | Up to 120 kW on 400V vehicles | Pedestal | 2 | TC | 9 months or less
DC Charger Component | Kempower: Satellite Post | STCC7CS | Kempower Satellite STCC7CS - Dual 200A CCS2, 7m cable length. | Up to 80 kW on 400V vehicles | Pedestal | 2 | TC | 9 months or less
DC Charger Component | Kempower: Satellite Post | STCC7ES | Kempower Satellite STCC7ES - Dual 300A CCS2, 7m cable length. | Up to 120 kW on 400V vehicles | Pedestal | 2 | TC | 9 months or less
DC Charger Component | Kempower: Satellite Post | STCD5ES | Kempower Satellite STCD5ES - 300A CCS2 + 125A CHAdeMO, 5m cable length. | Up to 120 kW on 400V vehicles | Pedestal | 2 | TC | 9 months or less
DC Charger Component | Kempower: Satellite Post | STCD7ES | Kempower Satellite STCD7ES - 300A CCS2 + 125A CHAdeMO, 7m cable length. | Up to 120 kW on 400V vehicles | Pedestal | 2 | TC | 9 months or less
DC Charger Component | Kempower: Satellite Post | STX5EBS | Kempower Satellite STX5EBS - 300A CCS2 + 125A CHAdeMO, single output only, 5m cable length. | Up to 120 kW on 400V vehicles | Pedestal | 2 | TC | 9 months or less
DC Charger Component | Kempower: Station Charger | C501P80CC5CSD2 | Kempower Station Charger C501P80CC5CSD2. Dual 5m 200A CCS2 Cables. 80kW continuous, 100kW peak power, 150Vdc - 1000Vdc, 2 outputs. | 100kW, upgradable to 200 kW | Pedestal | 2 | TC | 9 months or less
DC Charger Component | Kempower: Station Charger | C501P120CC5CSD2 | Kempower Station Charger C501P120CC5CSD2. Dual 5m 200A CCS2 Cables. 120kW continuous, 150kW peak power, 150Vdc - 1000Vdc, 2 outputs. | 150 kW, upgradable to 200 kW | Pedestal | 2 | TC | 9 months or less
DC Charger Component | Kempower: Station Charger | C801P40CC5CSD2 | Kempower Station Charger C801P40CC5CSD2. Dual 5m 200A CCS2 Cables. 40kW continuous, 50kW peak power, 200Vdc -920Vdc, 2 outputs. | 50 kW, upgradable to 200 kW | Pedestal | 2 | TC | 9 months or less
DC Charger Component | Kempower: Station Charger | C801P80CC5CSD2 | Kempower Station Charger C801P80CC5CSD2. Dual 5m 200A CCS2 Cables. 80kW continuous, 100kW peak power, 200Vdc -920Vdc, 2 outputs. | 100 kW, upgradable to 200 kW | Pedestal | 2 | TC | 9 months or less
DC Charger Component | Kempower: Station Charger | C801P120CC5CSD2 | Kempower Station Charger C801P120CC5CSD2. Dual 5m 200A CCS2 Cables. 120kW continuous, 150kW peak power, 200Vdc -920Vdc, 2 outputs. | 150kW, upgradable to 200 kW | Pedestal | 2 | TC | 9 months or less
DC Charger Component | Kempower: Station Charger | C501P80CC5ESD2 | Kempower Station Charger C501P80CC5ESD2. Dual 5m 300A CCS2 Cables. 80kW continuous, 100kW peak power, 150Vdc - 1000Vdc, 2 outputs. | 100 kW, upgradable to 200 kW | Pedestal | 2 | TC | 9 months or less
DC Charger Component | Kempower: Station Charger | C501P120CC5ESD2 | Kempower Station Charger C501P120CC5ESD2. Dual 5m 300A CCS2 Cables. 120kW continuous, 150kW peak power, 150Vdc - 1000Vdc, 2 outputs. | 150 kW, upgradable to 200 kW | Pedestal | 2 | TC | 9 months or less
DC Charger Component | Kempower: Station Charger | C501P160CC5ESD2 | Kempower Station Charger C501P160CC5ESD2. Dual 5m 300A CCS2 Cables. 160kW continuous, 200kW peak power, 150Vdc - 1000Vdc, 2 outputs. | 200 kW | Pedestal | 2 | TC | 9 months or less
DC Charger Component | Kempower: Station Charger | C801P40CC5ESD2 | Kempower Station Charger C801P40CC5ESD2. Dual 5m 300A CCS2 Cables. 40kW continuous, 50kW peak power, 200Vdc -920Vdc, 2 outputs. | 50 kW, upgradable to 200 kW | Pedestal | 2 | TC | 9 months or less
DC Charger Component | Kempower: Station Charger | C801P80CC5ESD2 | Kempower Station Charger C801P80CC5ESD2. Dual 5m 300A CCS2 Cables. 80kW continuous, 100kW peak power, 200Vdc -920Vdc, 2 outputs. | 100 kW, upgradable to 200 kW | Pedestal | 2 | TC | 9 months or less
DC Charger Component | Kempower: Station Charger | C801P120CC5ESD2 | Kempower Station Charger C801P120CC5ESD2. Dual 5m 300A CCS2 Cables. 120kW continuous, 150kW peak power, 200Vdc -920Vdc, 2 outputs. | 150 kW, upgradable to 200 kW | Pedestal | 2 | TC | 9 months or less
DC | Magellan | EV Charger DC 80KW | Magellan Power DC Fast Charger Series, 80KW | 80 | Pedestal | 3 | TC | 3 months or less
DC | Magellan | EV Charger DC 120KW | Magellan Power DC Fast Charger Series, 120KW | 120 | Pedestal | 2 | TC | 3 months or less
DC | Magellan | EV Charger DC 160KW | Magellan Power DC Fast Charger Series, 160KW | 160 | Pedestal | 2 | TC | 3 months or less
DC | Magellan | EV Charger DC 240KW | Magellan Power DC Fast Charger Series, 240KW | 240 | Pedestal | 2 | TC | 3 months or less
DC | Micro-Star International Co Ltd | MS-C8NN-60 | MSI Hyper 60kW Dual DC Charger | 60 | Pedestal | 2 | TC | 3 months or less
DC | Micro-Star International Co Ltd | MS-C8NN-120 | MSI Hyper 120kW Dual DC Charger | 120 | Pedestal | 2 | TC | 3 months or less
DC | Micro-Star International Co Ltd | MS-C8NN-180 | MSI Hyper 180kW Dual DC Charger | 180 | Pedestal | 2 | TC | 3 months or less
DC | Murray EVC | MEVC-DC-CB-60-1/2C-CCS2 | RechargeME DC Fast-Charging Station 60 kW CCS2 | 60 | Pedestal | 2 | TC | 3 months or less
DC | Murray EVC | MEVC-DC-CB-90-1/2C-CCS2 | RechargeME DC Ultrafast-Charging Station 90 kW CCS2 | 90 | Pedestal | 2 | TC | 3 months or less
DC | Murray EVC | MEVC-DC-CB-120-1/2C-CCS2 | RechargeME DC Ultrafast-Charging Station 120 kW CCS2 | 120 | Pedestal | 2 | TC | 3 months or less
DC | Murray EVC | MEVC-DC-CB-150-1/2C-CCS2 | RechargeME DC Superfast-Charging Station 150 kW CCS2 | 150 | Pedestal | 2 | TC | 3 months or less
DC | Murray EVC | MEVC-DC-CB-180-1/2C-CCS2 | RechargeME DC Superfast-Charging Station 180 kW CCS2 | 180 | Pedestal | 2 | TC | 3 months or less
DC | Noodoe | DC30P | 30 kW DC charger | 30 | Wall/Pedestal | 2 | TC | 3 months or less
DC | Ocular Charging | IOC030HY1 | Ocular Titan 30kW Single CCS2 Charger | 30 | Wall/Pedestal | 1 | TC | 3 months or less
DC | Ocular Charging | IOC060HY2-EE | Ocular Titan 60kW Dual CCS 2 Charger | 60 | Wall/Pedestal | 2 | TC | 3 months or less
DC | Ocular Charging | IOC060JY2-EE | Ocular Atlas 60kW Dual CCS 2 Charger | 60 | Pedestal | 2 | TC | 3 months or less
DC | Ocular Charging | IOC090JY2-EE | Ocular Atlas 90kW Dual CCS 2 Charger | 90 | Pedestal | 2 | TC | 3 months or less
DC | Ocular Charging | IOC120JY2-EE | Ocular Atlas 120kW Dual CCS 2 Charger | 120 | Pedestal | 2 | TC | 3 months or less
DC | Ocular Charging | IOC150JY2-EE | Ocular Atlas 150kW Dual CCS 2 Charger | 150 | Pedestal | 2 | TC | 3 months or less
DC | Ocular Charging | IOC180JY2-EE | Ocular Atlas 180kW Dual CCS 2 Charger | 180 | Pedestal | 2 | TC | 3 months or less
DC | Ocular Charging | IOC240LY2-EE | Ocular Orion 240kW Dual CCS 2 Charger | 240 | Pedestal | 2 | TC | 3 months or less
DC | Ocular Charging | IOC300LY2-EE | Ocular Orion 300 kW Dual CCS 2 Charger | 300 | Pedestal | 2 | TC | 3 months or less
DC | Ocular Charging | IOC060NY2-EE | Ocular Atlas Pro 60kW Dual CCS 2 Charger | 60 | Pedestal | 2 | TC | 3 months or less
DC | Ocular Charging | IOC120NY2-EE | Ocular Atlas Pro 120kW Dual CCS 2 Charger | 120 | Pedestal | 2 | TC | 3 months or less
DC | Orbis | OB94LCOO424O | 60KW DC PEDESTAL CHARGER 1 X CCS | 60 | Pedestal | 1 | TC | 9 months or less
DC | Orbis | OB94LCHO424O | 60KW DC PEDESTAL CHARGERC 1 X CCS & 1 X CHADEMO | 60 | Pedestal | 2 | TC | 9 months or less
DC | Orbis | OB94LCCO424O | 60KW DC PEDESTAL CHARGER 2 X CCS | 60 | Pedestal | 2 | TC | 9 months or less
DC | Orbis | OB94LCOA424O | 60KW DC PEDESTAL CHARGER 1 X CCS + 22KW AC T2 | 82 | Pedestal | 2 | TC | 9 months or less
DC | Orbis | OB94LCHA424O | 60KW DC PEDESTAL CHARGERC 1 X CCS & 1 X CHADEMO + 22KW AC T2 | 82 | Pedestal | 3 | TC | 9 months or less
DC | Orbis | OB94LCCA424O | 60KW DC PEDESTAL CHARGER 2 X CCS + 22KW AC T2 | 82 | Pedestal | 3 | TC | 9 months or less
DC | Pioneer IoT | DC40 | Pioneer DC 40kw Small Fast EV Charger, 2x CCS 2 Plug, Touch screen, RFID WIFI+Ethernet+4G,Wall Mount Kit | 40 | Wall/Pedestal | 2 | TC | 3 months or less
DC | Pioneer IoT | DC90+AC22 | Pioneer DC90kw + AC22kw Fast EV Charger, 2x CCS2 Plug + 1x Type 2 Plug for up to 3 Cars Charging At the Same Time, 7 "Touch screen, RFID WIFI+Ethernet+4G | 112 | Pedestal | 3 | TC | 3 months or less
DC | Pioneer IoT | DC180+A22 | Pioneer DC180kw + AC22kw Fast EV Charger, 2x CCS2 Plug + 1x Type 2 Plug for up to 3 Cars Charging At the Same Time, 7 "Touch screen, RFID WIFI+Ethernet+4G | 202 | Pedestal | 3 | TC | 3 months or less
DC | Quench Chargers Pvt Ltd. | 30kW-Oasis | 30 kW-DC fast charger | 30 | Wall/Pedestal | 1 | TC | 9 months or less
DC | Quench Chargers Pvt Ltd. | 60kW-Classic | 60 kW-DC fast charger | 60 | Pedestal | 2 | TC | 9 months or less
DC | Quench Chargers Pvt Ltd. | 120kW-Classic | 120kW-DC fast charger | 120 | Pedestal | 2 | TC | 9 months or less
DC | Quench Chargers Pvt Ltd. | 180kW- q-Line | 180kW-DC fast charger | 180 | Pedestal | 2 | TC | 9 months or less
DC | Quench Chargers Pvt Ltd. | 240kW-q Line | 240kW-DC fast charger | 240 | Pedestal | 2 | TC | 9 months or less
DC | Scame Parre S.p.A | 206.D91-E10 | 25kW CCS2 + eth-2/3/4G-WiFi | 25 | Wall | 1 | TC | 3 months or less
DC | Scame Parre S.p.A | 206.D91-E12 | 25kW CCS2+CHADEMO + eth-2/3/4G-WiFi | 25 | Wall | 2 | TC | 3 months or less
DC | Scame Parre S.p.A | 206.M91-F100 | BE-M DC 60kW 1x CCS2 | 60 | Pedestal | 1 | TC | 3 months or less
DC | Scame Parre S.p.A | 206.M91-F150 | BE-M DC 60kW CCS2+CHAdeMO SIMUL. | 60 | Pedestal | 2 | TC | 3 months or less
DC | Scame Parre S.p.A | 206.M91-F15V | BE-M DC 60kW CCS2 + CHAdeMO + 42kW T2 SIMUL. | 60 | Pedestal | 3 | TC | 3 months or less
DC | Scame Parre S.p.A | 206.M91-F160 | BE-M DC 60kW 2xCCS2 SIMUL. | 60 | Pedestal | 2 | TC | 3 months or less
DC | Scame Parre S.p.A | 206.M91-F16V | BE-M DC 60kW 2xCCS2 + 43kW T2 SIMUL. | 60 | Pedestal | 3 | TC | 3 months or less
DC | Scame Parre S.p.A | 206.M91-G150 | BE-M DC 90kW CCS2 + CHAdeMO SIMUL. | 90 | Pedestal | 2 | TC | 3 months or less
DC | Scame Parre S.p.A | 206.M91-G15V | BE-M DC 90kW CCS2 + CHAdeMO + 43kW T2 SIMUL. | 90 | Pedestal | 3 | TC | 3 months or less
DC | Scame Parre S.p.A | 206.M91-G160 | BE-M DC 90kW 2xCCS2 SIMUL. | 90 | Pedestal | 2 | TC | 3 months or less
DC | Scame Parre S.p.A | 206.M91-G16V | BE-M DC 90kW 2xCCS2 + 43kW T2 SIMUL. | 90 | Pedestal | 3 | TC | 3 months or less
DC | Scame Parre S.p.A | 206.M91-H150 | BE-M DC 120kW CCS2 + CHAdeMO SIMUL. | 120 | Pedestal | 2 | TC | 3 months or less
DC | Scame Parre S.p.A | 206.M91-H15V | BE-M DC 120kW CCS2 + CHAdeMO + 43kW T2 SIMUL. | 120 | Pedestal | 3 | TC | 3 months or less
DC | Scame Parre S.p.A | 206.M91-H160 | BE-M DC 120kW 2xCCS2 SIMUL. | 120 | Pedestal | 2 | TC | 3 months or less
DC | Scame Parre S.p.A | 206.M91-H16V | BE-M DC 120kW 2xCCS2 + 43kW T2 SIMUL. | 120 | Pedestal | 3 | TC | 3 months or less
DC | Scame Parre S.p.A | 206.M91-I150 | BE-M DC 150kW CCS2 + CHAdeMO SIMUL. | 150 | Pedestal | 2 | TC | 3 months or less
DC | Scame Parre S.p.A | 206.M91-I15V | BE-M DC 150kW CCS2 + CHAdeMO + 43kW T2 SIMUL. | 150 | Pedestal | 3 | TC | 3 months or less
DC | Scame Parre S.p.A | 206.M91-I160 | BE-M DC 150kW 2xCCS2 SIMUL. | 150 | Pedestal | 2 | TC | 3 months or less
DC | Scame Parre S.p.A | 206.M91-I16V | BE-M DC 150kW 2xCCS2 + 43kW T2 SIMUL. | 150 | Pedestal | 3 | TC | 3 months or less
DC | Scame Parre S.p.A | 206.M91-J150 | BE-M DC 180kW CCS2 + CHAdeMO SIMUL. | 180 | Pedestal | 2 | TC | 9 months or less
DC | Scame Parre S.p.A | 206.M91-J15V | BE-M DC 180kW CCS2 + CHAdeMO + 43kW T2 SIMUL. | 180 | Pedestal | 3 | TC | 9 months or less
DC | Scame Parre S.p.A | 206.M91-J160 | BE-M DC 180kW 2xCCS2 SIMUL. | 180 | Pedestal | 2 | TC | 9 months or less
DC | Scame Parre S.p.A | 206.M91-J16V | BE-M DC 180kW 2xCCS2 + 43kW T2 SIMUL. | 180 | Pedestal | 3 | TC | 9 months or less
DC | Schneider Electric | EVD1S120THB-AN | Fast charging station, EVlink Pro DC, 120kW, CCS2 + CHAdeMO connectors, 3.6m cable with cable management | 120 | Pedestal | 2 | TC | 3 months or less
DC | Schneider Electric | EVD1S120TBB-AN | Fast charging station, EVlink Pro DC, 120kW, CCS2 + CCS2 connectors, 3.6m cable with cable management | 120 | Pedestal | 2 | TC | 3 months or less
DC | Schneider Electric | EVD1S150THB-AN | Fast charging station, EVlink Pro DC, 150kW, CCS2 + CHAdeMO connectors, 3.6m cable with cable management | 150 | Pedestal | 2 | TC | 3 months or less
DC | Schneider Electric | EVD1S150TBB-AN | Fast charging station, EVlink Pro DC, 150kW, CCS2 + CCS2 connectors, 3.6m cable with cable management | 150 | Pedestal | 2 | TC | 3 months or less
DC | Schneider Electric | EVD1S180THB-AN | Fast charging station, EVlink Pro DC, 180kW, CCS2 + CHAdeMO connectors, 3.6m cable with cable management | 180 | Pedestal | 2 | TC | 3 months or less
DC | Schneider Electric | EVD1S180TBB-AN | Fast charging station, EVlink Pro DC, 180kW, CCS2 + CCS2 connectors, 3.6m cable with cable management | 180 | Pedestal | 2 | TC | 3 months or less
DC | Schneider Electric | EVD1S60TBB-AN | Fast charging station, EVlink Pro DC, 60kW, CCS2 + CCS2 connectors, 5m cable with cable management | 60 | Wall/Pedestal | 2 | TC | 3 months or less
DC | Schneider Electric | EVD1S60THB-AN | Fast charging station, EVlink Pro DC, 60kW, CCS2 + CHAdeMo connectors, 5m cable with cable management | 60 | Wall/Pedestal | 2 | TC | 3 months or less
DC | Schneider Electric | EVD1S60TBBC7-AN | Fast charging station, EVlink Pro DC, 60kW, CCS2 + CHAdeMo connectors, 7m cable without cable management | 60 | Wall/Pedestal | 2 | TC | 3 months or less
DC | Schneider Electric | EVD1S120TBBC7-AN | Fast charging station, EVlink Pro DC, 120kW, CCS2 + CCS2 connectors, 7.5 m range without cable management | 120 | Pedestal | 2 | TC | 3 months or less
DC | Schneider Electric | EVD1S150TBBC7-AN | Fast charging station, EVlink Pro DC, 150kW, CCS2 + CCS2 connectors,7.5 m range without cable management | 150 | Pedestal | 2 | TC | 3 months or less
DC | Schneider Electric | EVD1S180TBBC7-AN | Fast charging station, EVlink Pro DC, 180kW, CCS2 + CCS2 connectors, 7.5 m range without cable management | 180 | Pedestal | 2 | TC | 3 months or less
DC | Shanghai SIGEN New Energy Technology Co., Ltd. | SigenStor EVDC 25 5S2 | Sigen EV DC Charging Module 25 kW 5m Cable CCS2 | 25 | Wall/Pedestal | 1 | TC | 3 months or less
DC | Shanghai SIGEN New Energy Technology Co., Ltd. | SigenStor EVDC 25 7.5S2 | Sigen EV DC Charging Module 25 kW 7.5m Cable CCS2 | 25 | Wall/Pedestal | 1 | TC | 3 months or less
DC | Shenzhen Atess Power Technology Co. Ltd. | EVD-40D | 40kW DC Wall Mount | 40 | Wall/Pedestal | 2 | TC | 3 months or less
DC | Shenzhen CEGN Co., Ltd. | CL5830-C08A | 120kW DC Fast | 120 | Pedestal | 2 | TC | 3 months or less
DC | Shenzhen CEGN Co., Ltd. | CL5830-C08B | 150kW DC Fast | 150 | Pedestal | 2 | TC | 3 months or less
DC | Shenzhen CEGN Co., Ltd. | CL5830-C08C | 180kW DC Fast | 180 | Pedestal | 2 | TC | 3 months or less
DC | Shenzhen CEGN Co., Ltd. | CL5830-C08D | 180kW DC Fast | 180 | Pedestal | 2 | TC | 3 months or less
DC | Shenzhen Greenova | GN-ENCDC030KP | 30kW DC EV Charger, Wall/pole mount | 30 | Pedestal | 1 | TC | 9 months or less
DC | Shenzhen Greenova | GN-ENCDC030K | 30kW DC EV Charger, Floor mount | 30 | Pedestal | 1 | TC | 9 months or less
DC | Shenzhen Greenova | GN-ENCDC040K | 40kW DC EV Charger, Floor mount | 40 | Pedestal | 1 | TC | 9 months or less
DC | Shenzhen Greenova | GN-ENCDC060K | 60kW DC EV Charger, Floor mount | 60 | Pedestal | 2 | TC | 9 months or less
DC | Shenzhen Greenova | GN-ENCDC080K | 80kW DC EV Charger, Floor mount | 80 | Pedestal | 2 | TC | 9 months or less
DC | Shenzhen Greenova | GN-ENCDC100K | 100kW DC EV Charger, Floor mount | 100 | Pedestal | 2 | TC | 9 months or less
DC | Shenzhen Greenova | GN-ENCDC120K | 120kW DC EV Charger, Floor mount | 120 | Pedestal | 2 | TC | 9 months or less
DC | Shenzhen Greenova | GN-ENCDC160K | 160kW DC EV Charger, Floor mount | 160 | Pedestal | 2 | TC | 9 months or less
DC | Shenzhen Greenova | GN-ENCDC180K | 180kW DC EV Charger, Floor mount | 180 | Pedestal | 2 | TC | 9 months or less
DC | Shenzhen Greenova | GN-ENCDC240K | 240kW DC EV Charger, Floor mount | 240 | Pedestal | 2 | TC | 9 months or less
DC Charger Component | Shenzhen Sinexcel Electric Co.,Ltd. | SEC1000/350U-HH-PA | Dispenser with dual CCS2 350A air cooling connectors | 30 - 350 kW | Pedestal | 2 | N/A | 3 months or less
DC Charger Component | Shenzhen Sinexcel Electric Co.,Ltd. | SEC1000/200U-C-PA | Slim Dispenser with CCS2 200A single air cooling connector | 30 - 200 kW | Pedestal | 1 | N/A | 3 months or less
DC | Shenzhen Winline Technology Co., Ltd. | YLUXD50KE-XX | 50kW DC CCS2 | 50 | Pedestal | 1 or 2 | N/A | 3 months or less
DC | Shenzhen Winline Technology Co., Ltd. | YLUXD60KE-XX | 60kW DC CCS2 | 60 | Pedestal | 1 or 2 | TC | 3 months or less
DC | Shenzhen Winline Technology Co., Ltd. | YLUXD80KE-XX | 80kW DC CCS2 | 80 | Pedestal | 1 or 2 | TC | 3 months or less
DC | Shenzhen Winline Technology Co., Ltd. | YLUXD160KE-XX | 160kW DC CCS2 | 160 | Pedestal | 2 | TC | 3 months or less
DC | Shenzhen Winline Technology Co., Ltd. | YLUXD240KE-XX | 240kW DC CCS2 | 240 | Pedestal | 2 | TC | 3 months or less
DC | Shijiazhuang Tonhe Electronics Technologies Co., Ltd. | THGZQW-60kW | 60kW DC Compact | 60 | Pedestal | 2 | TC | 3 months or less
DC | Shijiazhuang Tonhe Electronics Technologies Co., Ltd. | THGZQW-80kW | 80kW DC Compact | 80 | Pedestal | 2 | TC | 3 months or less
DC | Shijiazhuang Tonhe Electronics Technologies Co., Ltd. | THGZQW-100kW | 100kW DC Compact | 100 | Pedestal | 2 | TC | 3 months or less
DC | Shijiazhuang Tonhe Electronics Technologies Co., Ltd. | THGZQW-200kW | 200kW DC Ultra Fast | 200 | Pedestal | 2 | TC | 3 months or less
DC | Siemens | 8EM5000-XXXXX-0XXX | SiCharge D 160 | 160 | Pedestal | 3 | TC | 9 months or less
DC | Siemens | 8EM5001-XXXXX-0XXX | SiCharge D 180 | 180 | Pedestal | 3 | TC | 9 months or less
DC | Siemens | 8EM5003-XXXXX-0XXX | SiCharge D 240 | 240 | Pedestal | 3 | TC | 9 months or less
DC | Siemens | 8EM5005-XXXXX-0XXX | SiCharge D 300 | 300 | Pedestal | 3 | TC | 9 months or less
DC | Sinexcel | SEC1000/40Y-CJN-P | SEC Series Modular Rapid DC Charger 40kW Model CCS 2 + CHA | 40 | Pedestal | 2 | TC | 3 months or less
DC | Sinexcel | SEC1000/40Y-CCN-P | SEC Series Modular Rapid DC Charger 40kW Model CCS 2 + CCS 2 | 40 | Pedestal | 2 | TC | 3 months or less
DC | Sinexcel | SEC1000/60Y-CJN-P | SEC Series Modular Rapid DC Charger 60kW Model CCS 2 + CHA | 60 | Pedestal | 2 | TC | 3 months or less
DC | Sinexcel | SEC1000/60Y-CCN-P | SEC Series Modular Rapid DC Charger 60kW Model CCS 2 + CCS 2 | 60 | Pedestal | 2 | TC | 3 months or less
DC | Sinexcel | SEC1000/80Y-CJN-P | SEC Series Modular Rapid DC Charger 80kW Model CCS 2 + CHA | 80 | Pedestal | 2 | TC | 3 months or less
DC | Sinexcel | SEC1000/80Y-CCN-P | SEC Series Modular Rapid DC Charger 80kW Model CCS 2 + CCS 2 | 80 | Pedestal | 2 | TC | 3 months or less
DC | Sinexcel | SEC1000/120Y-CC-DS | SEC Series Modular Rapid DC Charger 120kW with CCS 2 + CCS2 | 120 | Pedestal | 2 | TC | 3 months or less
DC | Sinexcel | SEC1000/120Y-CJ-DS | SEC Series Modular Rapid DC Charger 120kW with CCS 2 + CHA | 120 | Pedestal | 2 | TC | 3 months or less
DC | Sinexcel | SEC1000/160Y-CC-DS | SEC Series Modular Rapid DC Charger 160kW with CCS 2 + CCS2 | 160 | Pedestal | 2 | TC | 3 months or less
DC | Sinexcel | SEC1000/160Y-CJ-DS | SEC Series Modular Rapid DC Charger 160kW with CCS 2 + CHA | 160 | Pedestal | 2 | TC | 3 months or less
DC | Sinexcel | SEC1000/240Y-CC-D | SEC Series Modular Rapid DC Charger 240kW Model with CCS2 + CCS2 | 240 | Pedestal | 2 | TC | 3 months or less
DC | Sinexcel | SEC1000/240Y-CJ-D | SEC Series Modular Rapid DC Charger 240kW Model with CCS2 + CHA | 240 | Pedestal | 2 | TC | 3 months or less
DC | Sinexcel | SEC1000/30Y-C-R | SEC Series Wallbox DC Charger 30kW Model with 1x 80A CCS 2 | 30 | Wall | 1 | TC | 3 months or less
DC | Sinexcel | SEC1000/60Y-CJ-RA | SEC Series v1.5 Modular Rapid DC Charger 60kW Model CCS 2 + CHA | 60 | Pedestal | 2 | TC | 9 months or less
DC | Sinexcel | SEC1000/60Y-CSJ-RA | SEC Series v1.5 Modular Rapid DC Charger 60kW Model CCS 2 + CHA + AC | 82 | Pedestal | 3 | TC | 9 months or less
DC | Sinexcel | SEC1000/60Y-CC-RA | SEC Series v1.5 Modular Rapid DC Charger 60kW Model CCS 2 + CCS2 | 60 | Pedestal | 2 | TC | 3 months or less
DC | Sinexcel | SEC1000/60Y-CSC-RA | SEC Series v1.5 Modular Rapid DC Charger 60kW Model CCS 2 + CCS2 + AC | 82 | Pedestal | 3 | TC | 3 months or less
DC | Sinexcel | SEC1000/80Y-CJ-RA | SEC Series v1.5 Modular Rapid DC Charger 80kW Model CCS 2 + CHA | 80 | Pedestal | 2 | TC | 9 months or less
DC | Sinexcel | SEC1000/80Y-CSJ-RA | SEC Series v1.5 Modular Rapid DC Charger 80kW Model CCS 2 + CHA + AC | 102 | Pedestal | 3 | TC | 9 months or less
DC | Sinexcel | SEC1000/80Y-CC-RA | SEC Series v1.5 Modular Rapid DC Charger 80kW Model CCS 2 + CCS2 | 80 | Pedestal | 2 | TC | 3 months or less
DC | Sinexcel | SEC1000/80Y-CSC-RA | SEC Series v1.5 Modular Rapid DC Charger 80kW Model CCS 2 + CCS2 | 102 | Pedestal | 3 | TC | 3 months or less
DC | Sinexcel | SEC1000/120Y-HH-RA | SEC Series v1.5 Modular Rapid DC Charger 120kW with 2x 300A CCS2 connectors | 120 | Pedestal | 2 | TC | 3 months or less
DC | Sinexcel | SEC1000/120Y-HJ-RA | SEC Series v1.5 Modular Rapid DC Charger 120kW with 1x 300A CCS2 and 1x 125A CHA connectors | 120 | Pedestal | 2 | TC | 9 months or less
DC | Sinexcel | SEC1000/160Y-HH-RA | SEC Series v1.5 Modular Rapid DC Charger 160kW with 2x 300A CCS2 connectors | 160 | Pedestal | 2 | TC | 3 months or less
DC | Sinexcel | SEC1000/160Y-HJ-RA | SEC Series v1.5 Modular Rapid DC Charger 160kW with 1x 300A CCS2 and 1x 125A CHA connectors | 160 | Pedestal | 2 | TC | 9 months or less
DC | Sinexcel | SEC1000/200Y-HH-D | SEC Series v1.5 Modular Rapid DC Charger 200kW Model with 2x 350A CCS2 Connectors | 200 | Pedestal | 2 | TC | 3 months or less
DC | Sinexcel | SEC1000/200Y-HJ-D | SEC Series v1.5 Modular Rapid DC Charger 200kW Model with 1x 350A CCS2 and 1x 125A CHA | 200 | Pedestal | 2 | TC | 9 months or less
DC | Sinexcel | SEC1000/240Y-HH-D | SEC Series v1.5 Modular Rapid DC Charger 240kW Model with 2x 350A CCS2 Connectors | 240 | Pedestal | 2 | TC | 3 months or less
DC | Sinexcel | SEC1000/240Y-HJ-D | SEC Series v1.5 Modular Rapid DC Charger 240kW Model with 1x 350A CCS2 and 1x 125A CHA | 240 | Pedestal | 2 | TC | 9 months or less
DC | Smappee | EVU-80D-C3-B | EV Ultra 80kW (Dual 40kW) Black | 80 | Pedestal | 2 | TC | 3 months or less
DC | Smappee | EVU-240S-C3-B | EV Ultra 240kW Single Black | 240 | Pedestal | 1 | TC | 3 months or less
DC | Smappee | EVU-240D-C3-B | EV Ultra 240 (Dual 120kW) Black | 240 | Pedestal | 2 | TC | 3 months or less
DC | Sungrow | IDC30E | Sungrow 30kW DC charger with 1* CCS2 charging connector, and 5m charging cable. | 30 | Wall | 1 | TC | 3 months or less
DC | Sungrow | IDC180E-120kW | Sungrow 180kW DC charger with 2* CCS2 charging connector, and 5m charging cable. | 120 | Pedestal | 2 | TC | 3 months or less
DC | Sungrow | IDC180E-150kW | Sungrow 180kW DC charger with 2* CCS2 charging connector, and 5m charging cable. | 150 | Pedestal | 2 | TC | 3 months or less
DC | Sungrow | IDC180E-180kW | Sungrow 180kW DC charger with 2* CCS2 charging connector, and 5m charging cable. | 180 | Pedestal | 2 | TC | 3 months or less
DC | Sungrow | ENS180KW | ENSOL 180kW Dual Charger | 180 | Wall/Pedestal | 2 | TC | 3 months or less
DC | Sungrow | ENS30KW | ENSOL 30kW Charger | 30 | Wall/Pedestal | 1 | TC | 3 months or less
DC Charger Component | Sungrow | SC400E-N2 Air-cooled dispenser | Air-cooled dispenser has 2*CCS2 connectors. | 240 | Pedestal | 2 | N/A | 3 months or less
DC | Tribus | 30 kW CCS2 | DC Charger | 30 | Wall/Pedestal | 1 | TC | 3 months or less
DC | Tribus | 40 kW CCS2 | DC Charger | 40 | Wall/Pedestal | 1 | TC | 3 months or less
DC | Tribus | 40 kW CCS2 x 2 | DC Charger | 40 | Wall/Pedestal | 1 | TC | 3 months or less
DC | Tritium | RTM - Part Number CID 18599 (50kW) | The RTM contains all power electronics, user control, and vehicle charge cables in the one slim and aesthetic Tritium Charging Station. | 50 | Pedestal | 2 | TC | 3 months or less
DC | Tritium | RTM - Part Number CID 18599 (75kW) | The RTM contains all power electronics, user control, and vehicle charge cables in the one slim and aesthetic Tritium Charging Station. | 75 | Pedestal | 2 | TC | 3 months or less
DC | Tritium | PKM - Part Number CID19888 Rectification Unit - Part Number CID20617 | The PKM range contains all of Tritium’s Core Technologies, including modular, liquid cooled power electronics, IP65 environmental protection, intuitive user experience, network connectivity with advanced monitoring. | 150 | Pedestal | 2 | TC | 9 months or less
DC | Wallbox Chargers S.L.U. | DCF1-212-84600000-WB1 | Supernova 60kW / CCS-CCS / 5m cables / Split Charge | 60 | Pedestal | 2 | TC | 3 months or less
DC | Wallbox Chargers S.L.U. | DCF2-228-84680000-WV3 | Supernova 120kW / CCS-CCS / 5m cables/ Split Charge | 120 | Pedestal | 2 | TC | 3 months or less
DC | Wallbox Chargers S.L.U. | DCF2-225-84600000-WB1 | Supernova 150kW / CCS-CCS / 5m cables / Split Charge | 150 | Pedestal | 2 | TC | 3 months or less
DC | Wallbox Chargers S.L.U. | DCF1-212-84620000-WB1 | Supernova 60kW / CCS-CCS / 5m cables / Split Charge / EVA | 60 | Pedestal | 2 | TC | 3 months or less
DC | Wallbox Chargers S.L.U. | DCF2-225-84620000-WB1 | Supernova 150kW / CCS-CCS / 5m cables / Split Charge / EVA | 150 | Pedestal | 2 | TC | 3 months or less
DC | Wallbox Chargers S.L.U. | DCF2-228-84620000-WB1 | Supernova 120kW / CCS-CCS / 5m cables/ Split Charge / EVA | 120 | Pedestal | 2 | TC | 3 months or less
DC | Wallbox Chargers S.L.U. | DCF2-228-84600000-WB1 | Supernova 120kW / CCS-CCS / 5m cables/ Split Charge | 120 | Pedestal | 2 | TC | 3 months or less
DC | Wanbang Digital Energy Co., Ltd | DC0300EN061 | Venus 30kW | 30 | Wall/Pedestal | 1 | TC | 3 months or less
DC | Wanbang Digital Energy Co., Ltd | DH-DC0600HG58-I | Athena 60kW | 60 | Wall/Pedestal | 2 | TC | 3 months or less
DC | Wanbang Digital Energy Co., Ltd | DH-DC1200SG56-D | Titan 120kW | 120 | Pedestal | 2 | TC | 3 months or less
DC | Wanbang Digital Energy Co., Ltd | DH-DC1500SG56-D | Titan 150kW | 150 | Pedestal | 2 | TC | 3 months or less
DC | Wanbang Digital Energy Co., Ltd | DH-DC1800SG56-D | Titan 180kW | 180 | Pedestal | 2 | TC | 3 months or less
DC | Zerova | DMYE301J00D2PH-RW | 30kW Wallmount Charger, CCS2 and CHAdeMO cables, single output, 4.5m cables | 30 | Wall/Pedestal | 2 | TC | 9 months or less
DC | Zerova | DSYE601E0ED2PH-RW | 60kW Freestanding Charger, dual CCS2, 4.5m cables | 60 | Pedestal | 2 | TC | 9 months or less
DC | Zerova | DSYE122E0EDBPH-RW | 120kW DC charger with dual 4m 300A CCS2 cables, upgradable to 180kW | 120 | Pedestal | 2 | TC | 9 months or less
DC | Zhuhai Sino Energy Technology Co. Ltd. | PEVC3401E | 30kW Fast DC Charger | 30 | Wall/Pedestal | 1 | TC | 3 months or less
DC | Zhuhai Sino Energy Technology Co. Ltd. | PEVC3106E | 60kW Fast DC Charger | 60 | Pedestal | 2 | TC | 3 months or less
DC | Zhuhai Sino Energy Technology Co. Ltd. | PEVC3107E | 160kW Fast DC Charger | 160 | Pedestal | 2 | TC | 3 months or less
DC | Zhuhai Sino Energy Technology Co. Ltd. | PEVC3108E | 240kW Fast DC Charger | 240 | Pedestal | 2 | TC | 3 months or less
DC | Zhuhai Sino Energy Technology Co. Ltd. | PEVC3302E | 250kW Fast DC Charger | 250 | Pedestal | 1 | TC | 3 months or less
DC | Zhuhai Sino Energy Technology Co. Ltd. | PEVC3302U | 250kW Fast DC Charger | 250 | Pedestal | 2 | TC | 3 months or less
DC | Zhuhai Sino Energy Technology Co. Ltd. | PEVC3108E-60k 1000D2/CCS2+CCS2 | DC EV charger | 60 | Pedestal | 2 | TC | 9 months or less
DC | Zhuhai Sino Energy Technology Co. Ltd. | PEVC3108E-120k 1000D2/CCS2+CCS2 | DC EV charger | 120 | Pedestal | 2 | TC | 9 months or less
DC | Zhuhai Sino Energy Technology Co. Ltd. | PEVC3108E-180k 1000D2/CCS2+CCS2 | DC EV charger | 180 | Pedestal | 2 | TC | 9 months or less
DC | Zhuhai Sino Energy Technology Co. Ltd. | PEVC3108E-240k 1000D2/CCS2+CCS | DC EV charger | 240 | Pedestal | 2 | TC | 9 months or less